## Cowichan water wells
Well Tag (WELLS) | Construction Date | Distance to stream (m) | Stream name | Estimated pumping (m3/d) | Local aquifer ID number | Assumed hydraulic connection | Rationale for pumping rate estimate | Rationale of aquifer connectivity | Well Owner | water use type from WELLS | Estimated Yield (GPM) (WELLS) | Estimated Yield (m3/d) (WELLS) | Listed Aquifer No. (WELLS) | Remarks (WELLS)
511 |  | 574.8276 | KelvinCreek | 0 | 185 | no | dry hole | No well, dry hole | MIKE LANGTRY | Unknown Well Use | 0 |  | 0 | DRY HOLE
512 |  | 118.5114 | Cowichan River | 0 | 186 | No | Abandoned (WELLS) | No well - Abandoned | CORP OF N COWICHAN | Abandoned | 2000 | 10900 | 186
517 |  | 36 | Cowichan River | 0 | 187 | No | Abandoned (WELLS) | No well - Abandoned | DISTRICT OF NORTH COWICHAN | Abandoned | 2000 | 10900 | 187 | TEST WELL 1
518 |  | 310 | Cowichan River | 0 | 186 | No | Well record states well abondoned during drilling | No well - Abandoned | I JOHNSTONE | Unknown | UNK |  | UNK
898 |  | 713.9061 | Glenora_Creek | 3 | -196 | yes | domestic use assumed | Located in 196 (BR aquifer) polygon, but WB sediments are shallow uncolidated gravels | BRENNICK | Unknown Well Use | 4 |  | 0 | RATE: 4 GPM.
903 |  | 823.6702 | Glenora_Creek |  | -196 | yes | no estimate - not enough information | Located in 196 (BR aquifer) polygon. Lithology indicates well not drilled into BR. | BRENNICK | Unknown Well Use | 0 |  | 0
4051 | 1950-01-01 | 401.8433 | Cowichan River | 3 | 186 | Yes | Domestic use assumed based on private ownership (WELLS) | Location within Aqs. 186/187/188 | ERSUL F SMITH | Unknown | 18 | 98.1 | 186 | YIELD 18 GPM.
4052 | 1950-01-01 | 102.4223 | Somenos Creek | 3 | 186 | Yes | Shallow dug well. Assuming domestic use | Location within Aqs. 186/187/188 |  | Unknown | UNK |  | UNK | BOTTOM OF WELL IN SAND - GOOD SUPPLY - WATER NOT PARTICULARLY HARD, BUT MAY HAVE SOME CALCIUM - HAS SOME IRON.
4054 | 1950-01-01 | 986.6238 | KelvinCreek | 0 | 185 | no | dry hole | no well, dry hole | GORDON W CONWAY | Unknown Well Use | 0 |  | 0 | NO WATER.
4055 | 1950-01-01 | 456 | Somenos Creek |  | 187 | Yes | No estimate, Incomplete well record. No pumping info. | Location within Aqs. 186/187/188 |  | Unknown | UNK |  | 186
4056 | 1950-01-01 | 699 | Koksilah river |  | 186 | Yes | No estimate, unknown use, incomplete well record | Location within Aqs. 186/187/188 | GETZ | Unknown | UNK |  | 186
4057 | 1950-01-01 | 56 | Koksilah river |  | 186 | Yes | No estimate, unknown use, incomplete well record | Location within Aqs. 186/187/188 | INDIAN DEPT | Unknown | 35 | 190.75 | 186 | YIELD 35 GPM FOR 1 FT. OF DRAWDOWN.
4060 | 1950-01-01 | 442 | Somenos Creek |  | 186 | Yes | No estimate, unknown use, incomplete well record | Location within Aqs. 186/187/188 |  | Unknown | UNK |  | 186
4061 | 1950-01-01 | 839.8978 | Glenora_Creek |  | 185 | no | no estimate - not enough information | Location in 185. No lithology available to assess connectivity |  | Unknown Well Use | 0 |  | 0
4072 | 1950-01-01 | 1081.8497 | KoksilahRiver | 3 | 185 | yes | Shallow dug well - assuming domestic use | Location in 185 & lithology | W LANGTRY | Unknown Well Use | 0 |  | 0
4073 | 1950-01-01 | 1119.4487 | CowichanMainStem | 0 | 185 | no | remarks suggest well abondoned | No well, assumed abondoned |  | Unknown Well Use | 0 |  | 0 | DUG 29' THROUGH SAND AND GRAVEL TO QUICKSAND- CONCRETE FILE- ADEQUATE SUPPLY - TROUBLE WITH PUMPING EQUIPMENT
4075 | 1950-01-01 | 1098.0256 | Glenora_Creek | 3 | 185 | yes | domestic use assumed | Location in 185. Thick confining unit noted, taking conservative approach in assuming connectivity to surface water | DOUG LEPOIDEVIN | Unknown Well Use | 7 |  | 185 | RECOMMENDED MAX. PUMP OUTPUT 7 GPM.
4081 | 1950-01-01 | 686.1514 | KelvinCreek | 3 | 185 | yes | domestic use assumed | Location in 185. Thick confining unit noted, taking conservative approach in assuming connectivity to surface water | R P HOTNER | Unknown Well Use | 1.5 |  | 185 | YIELD 1 1/2 GPM.
4086 | 1950-01-01 | 750 | Cowichan River | 3 | 186 | Yes | Domestic use assumed based on private ownership (WELLS) | Location within Aqs. 186/187/188 | E SMITH | Unknown | UNK |  | 186
4087 | 1950-01-01 | 84.6815 | Glenora_Creek | 3 | 185 | no | domestic use assumed | spring | M M MOIR | Unknown Well Use | 0 |  | 0 | WELL IS DUG ON A SPRING 4', VERY GOOD SUPPLY OF WATER, SPRING IS A CONSIDERABLE HEIGHT ABORE GLENARA
4103 | 1950-01-01 | 749.6063 | CowichanMainStem | 3 | 185 | yes | domestic use assumed | Location in 185 & lithology |  | Unknown Well Use | 0 |  | 0 | WELL IN SMALL GULLEY -NO INFORMATION DEPTH OR MATERIAL, PROBABLY SHALLOW- FAIRLY HARD WATER WITH SOME IRON
4104 | 1950-01-01 | 960.2132 | CowichanMainStem | 3 | 185 | yes | domestic use assumed | Location in 185 & lithology |  | Unknown Well Use | 0 |  | 0 | 33' DEEP - THROUGH BROWN CLAY GRADING TO BLUE CLAY BECOMING MORE SANDY - WATER COMES IN QUICK SAND AT BOTTOM DIFFICULTY OF DEEPING WELL IN QUICKSAND -
4109 | 1950-01-01 | 248.3207 | Glenora_Creek | 3 | 185 | yes | domestic use assumed | Location in 185 & lithology | JERRY WELLBURN | Unknown Well Use | 0 |  | 0 | WELL APPEARS TO BE ABOUT 20' DEEP - LINED WITH 30" TILE - NO OTHER INFO.
4110 | 1950-01-01 | 568.192 | Glenora_Creek | 3 | 185 | yes | Shallow dug well - assuming domestic use | Location in 185 & lithology | MARY WALDEN | Unknown Well Use | 0 |  | 0
4112 | 1950-01-01 | 630.8383 | Glenora_Creek | 3 | 185 | yes | domestic use assumed | Location in 185 & lithology | LEERHOLM | Unknown Well Use | 7 |  | 185 | 7 GPM. 5' DRAWDOWN
4123 | 1950-01-01 | 603.5299 | Glenora_Creek | 0 | 196 | no | dry hole | No well, dry hole | MC & BLOWDELL | Unknown Well Use | 0 |  | 0 | DRY HOLE.
4124 | 1950-01-01 | 1298 | Cowichan River | 3 | 186 | Yes | Domestic use listed in WELLS | Location within Aqs. 186/187/188 | SCHIFFEANO | Private Domestic | UNK |  | 186
4126 | 1950-01-01 | 1063.9163 | Glenora_Creek | 12 | 185 | yes | dometic use for 4 homes assumed | Location in 185, shallow depth |  | Unknown Well Use | 0 |  | 0 | WELL 25' DEEP, SUPPLIES FOUR HOUSES
4130 | 1950-01-01 | 1271.0076 | CowichanMainStem | 0 | 185 | no | dry hole | No well, dry hole |  | Unknown Well Use | 0 |  | 0 | DUG 27' THROUGH SAND AND GRAVEL TO CLAY -NO WATER, WELL CAVED BEFORE IT COULD BE DEEPENED.
4139 | 1950-01-01 | 608.6728 | Glenora_Creek | 3 | 185 | no | domestic use assumed | spring |  | Unknown Well Use | 0 |  | 0 | WELL DUG ON A SPRING ABOUT 6' DEEP BY CREEK- AMPLE SUPPLY- REPORTED TO BE FAIRLY SOFT AND LITTLE OR NO IRON.
4153 | 1950-01-01 | 760.0887 | Glenora_Creek | 3 | 185 | yes | domestic use assumed | Location in 185 & lithology | H ORRICK | Unknown Well Use | 5 |  | 185 | YIELD: 5 GPM.
4165 | 1950-01-01 | 563.9154 | Glenora_Creek | 3 | 185 | yes | domestic use assumed | Location in 185 & lithology | REG PYWELL | Unknown Well Use | 5 |  | 185 | APPROX. YIELD 5 GPM.
4169 | 1950-01-01 | 566.2085 | Glenora_Creek | 3 | 185 | yes | domestic use assumed | Location in 185 & lithology |  | Unknown Well Use | 0 |  | 0 | FAIRLY LIMITED SUPPLY - MODERATELY HARD WITH SOME IRON, PARTICULARLY IN SUMMER - NO INFORMATION AS TO MATERIAL PENETRATED.
4184 | 1950-01-01 | 816.4924 | CowichanMainStem | 0 | 196 | no | dry hole | No well, dry hole | LUM S | Unknown Well Use | 0 |  | 0 | DRY HOLE
4187 | 1950-01-01 | 838.6686 | CowichanMainStem | 3 | 185 | yes | domestic use assumed | Location in 185 & lithology |  | Unknown Well Use | 0 |  | 0 | 12' DEEP - THROUGH CLAY TO HARDPAN - LIMITED SUPPLY
4192 | 1950-01-01 | 1378 | Cowichan River | 3 | 186 | Yes | Dug well. Assumming domestic use. | Location within Aqs. 186/187/188 |  | Unknown | UNK |  | 186
4196 | 1950-01-01 | 746.3737 | Glenora_Creek | 3 | 185 | yes | domestic use assumed | Location in 185 & lithology |  | Unknown Well Use | 0 |  | 0 | NO INFORMATION OTHER THAN DEPTH OF WELL - EVIDENTLY NOT A VERY LARGE SUPPLY OF WATER.
4204 | 1950-01-01 | 517.0924 | Glenora_Creek | 10 | 185 | yes | commercial use assumed based on ownership, assuming small user pumping rate (10 m3/d) | Location in 185 & lithology | GLENORA STORE | Unknown Well Use | 15 |  | 185 | 15 GPM WHEN FIRST DRILLED (WITH SCREEN AT 84' - 89')
4207 | 1950-01-01 | 1122.9496 | Glenora_Creek | 0 | 185 | no | remarks suggest well abondoned | No well, assumed abondoned |  | Unknown Well Use | 0 |  | 0 | QUICK SAND AT BOTTOM - WELL IS NOT USED - A SAND POINT PUT IN BUT NOT SUCCESSFUL
4214 | 1950-01-01 | 189 | Cowichan River |  | 186 | Yes | No estimate, Unknown use. Appears to be a City of Duncan owned well. | Location within Aqs. 186/187/188 | CITY OF DUNCAN | Unknown | UNK |  | 186
4216 | 1950-01-01 | 827.3347 | Glenora_Creek | 3 | 185 | yes | domestic use assumed | location |  | Unknown Well Use | 0 |  | 0 | POSSIBLY DUG THROUGH CLAY -SAND AT BOTTOM- FAIRLY SOFT WATER WITH CONSIDERABLE AMOUNT OF IRON- ADEQUATE SUPPLY
4219 | 1950-01-01 | 356.1556 | Glenora_Creek | 3 | 185 | yes | domestic use assumed | location & lithology | H I HEYD | Unknown Well Use | 0 |  | 0
4220 | 1950-01-01 | 813.4789 | Cowichan River | 3 | 186 | Yes | Domestic use assumed based on ownership. No pumping info | Location within Aqs. 186/187/188 | DEPT OF INDIAN AFFAI | Unknown | 30 | 163.5 | 186
4227 | 1950-01-01 | 395.4692 | Glenora_Creek | 3 | 185 | yes | domestic use assumed | location |  | Unknown Well Use | 0 |  | 0 | 15' DEEP - THROUGH BLUE CLAY, AMPLE WATER SUPPLY - FAIRLY SOFT, NO IRON, LOCATED IN A DRAW SOUTH OF HOUSE.
7454 | 1950-01-01 | 174.4952 | Glenora_Creek | 0 | 196 | no | remarks indicate limited yield | Little yield indicated |  | Unknown Well Use | 0 |  | 0 | WELL IN HARDPAN, REQUIRES NO CRIBBING, NOT ENOUGH WATER FOR STOCK AND HOUSE, FAIRLY SOFT, CONTAINS SOME IRON.
7615 | 1950-01-01 | 158.5373 | Glenora_Creek | 0 | 196 | no | dry hole | No well, dry hole | MC & BLOEDELL | Unknown Well Use | 0 |  | 0 | DRY HOLE.
8928 | 1950-01-01 | 349.3334 | Glenora_Creek | 3 | -196 | yes | domestic use assumed | Located in 196 (BR aquifer) polygon, but WB sediments are shallow uncolidated sands. Not drilled into BR. | REG PYWELL | Unknown Well Use | 8 |  | 185 | EST. YIELD: 8 GPM.
8963 | 1950-01-01 | 110.5725 | KoksilahRiver | 20 | 196 | no | Water supply system assumed based on ownership, using drillers yield estimate (~10gpm) | Location in 196 & lithology | GIRL GUIDE CAMP | Unknown Well Use | 4 |  | 196 | YIELD 4 GPM. 2 1/2 AT 9'. 1 1/2 AT 130'
13717 | 1952-01-01 | 605 | Cowichan River | 0 | 186 | No | Abandoned (WELLS) | No well - Abandoned | DEPT OF INDIAN AFFAI | Abandoned | 50 | 272.5 | UNK | 50 GPH AT 85'.
14055 | 1953-02-01 | 581.8371 | CowichanMainStem | 0 | 185 | no | dry hole | No well, dry hole | SCHMIDT | Unknown Well Use | 0 |  | 0 | DRY HOLE
14551 | 1955-08-01 | 789 | Cowichan River | 10.9 | 186 | Yes | Commercial use assumed based on ownership. No pumping data. Assuming max pumping based on drillers yield est. | Location within Aqs. 186/187/188 | COWICHAN CREAMERY | Unknown | 2 | 10.9 | UNK | YIELD 2 GPM.
14557 | 1955-08-29 | 580.3306 | Glenora_Creek | 3 | 185 | yes | domestic use assumed | Location in 185 & lithology | MARY WALDEN | Unknown Well Use | 12 |  | 185 | YIELD 12 GPM.
14807 | 1956-05-01 | 112.6816 | Glenora_Creek | 3 | 196 | no | domestic use assumed | Location in 196 & lithology | PONY PASTURES | Unknown Well Use | 3.5 |  | 196
14809 | 1956-06-01 | 722.7023 | CowichanMainStem | 3 | -196 | yes | domestic use assumed | Located in 196 (BR aquifer) polygon, but WB sediments are shallow uncolidated S&G Not drilled into BR. | A W ROBERTS | Unknown Well Use | 8 |  | 0 | YIELD 8 GPM.
15186 | 1957-09-01 | 489.9445 | Glenora_Creek | 3 | 185 | yes | domestic use assumed | Location in 185. Thick confining unit noted, taking conservative approach in assuming connectivity to surface water | J D STEVENS | Unknown Well Use | 6 |  | 185 | YIELD - 6 GPM. PUMPING AT 75. SCREEN SET 79-83'.
15195 | 1957-09-09 | 1169.2761 | KelvinCreek | 3 | -196 | yes | domestic use assumed | Located in 196 (BR aquifer) polygon, but WB sediments are shallow uncolidated S&G Not drilled into BR. | ART FLORENCE | Unknown Well Use | 4 |  | 0 | YIELD 4 GPM. PUMPING LEVEL 75' SCREEN SET AT 79' - 84'
15227 | 1957-12-12 | 51 | Cowichan River | 817.5 | 186 | Yes | Municple use assumed based on ownership. No pumping data. Assuming max pumping based on drillers yield est. | Location within Aqs. 186/187/188 | EAGLE HEIGHTS WATER | Unknown | 150 | 817.5 | 186
15624 | 1958-08-01 | 62 | Cowichan River |  | 186 | Yes | No estimate, Unknown use, incomplete well record | Location within Aqs. 186/187/188 |  | Unknown | 10 | 54.5 | 186 | YIELD: 10 GPM. PUMPING LEVEL 21'.
15663 | 1958-10-07 | 1249.9401 | Glenora_Creek | 3 | 185 | yes | domestic use assumed | Location in 185. Thick confining unit noted, taking conservative approach in assuming connectivity to surface water | C STIRLING | Unknown Well Use | 15 |  | 185 | YIELD 15 GPM. PUMPING LEVEL 98'. SCREEN SET, WITH BOTTOM AT 106'. BOTTOM OF CASING IS AT 102'
16963 | 1961-02-01 | 947 | Somenos Creek | 16.35 | 186 | Yes | Commercial use assumed based on ownership. No pumping data. Assuming max pumping based on drillers yield est. | Location within Aqs. 186/187/188 | K D HOSPITAL | Unknown | 3 | 16.35 | UNK | YIELD APPROX. 3 GPM. PUMPING LEVEL 397'.
17052 | 1961-06-19 | 985.9393 | Cowichan River | 54.5 | 186 | Yes | Water supply well assumed based on ownership. No pumping data. Using drillers yield est. | Location within Aqs. 186/187/188 | NEW KOKSILAH SCHOOL | Unknown | 10 | 54.5 | 186 | YIELD 10 GPM AT 20'
17108 | 1961-09-08 | 499.7568 | KoksilahRiver |  | 185 | no | no estimate - not enough information; ;ithology suggests no yield | Location in 185. Lithology does not indicate obvious WB formation | LND DEPT (INDIAN) | Unknown Well Use | 0 |  | 185 | YIELD ?
17113 | 1961-09-21 | 651.165 | CowichanMainStem | 10 | -196 | yes | unknown (other) use. Using max yield estimate (~2gpm). | Located in 196 (BR aquifer) polygon, but WB sediments are uncolidated S&G. Near aq 186. Not drilled far into BR. | AL SCHAEFFER | Other | 2 |  | 185 | YIELD 2 GPM AT 38'
17126 | 1961-10-03 | 248.1307 | KoksilahRiver | 3 | 196 | no | domestic use assumed | Location in 196 & lithology | BEN WOLTERS | Unknown Well Use | 6 |  | 196 | YIELD 6 GPM.
17457 | 1962-02-20 | 403 | Cowichan River | 3 | 186 | Yes | Domestic use assumed. Using driller's yield est. | Location within Aqs. 186/187/188 | DEPT OF INDIAN AFFAI | Unknown | 0.5 | 2.725 | UNK | YIELD 1/2 GPH AT 70'.
17505 | 1962-05-16 | 824 | Koksilah river | 81.75 | 186 | Yes | Water supply use assumed based on ownership. No pumping data. Using drillers yield est. | Location within Aqs. 186/187/188 | SCHOOL DIST 65 | Unknown | 15 | 81.75 | 186 | YIELD 15 GPM AT 10'.
17549 | 1962-07-22 | 364.5927 | Glenora_Creek | 3 | 196 | no | domestic use assumed | Location in 196 & lithology | WILLIAMS | Unknown Well Use | 0.5 |  | 196 | YIELD 12 GPM AT 200'.
18080 | 1963-06-01 | 780.7149 | Cowichan River | 0 | 186 | No | Well record indicated dry hole. | No well - dry hole | MARSHALL | Unknown | UNK |  | UNK | DRY HOLE
18081 | 1963-06-01 | 791.5925 | Cowichan River | 3 | 186 | Yes | Shallow well, assuming domestic use. | Location within Aqs. 186/187/188 | MARSHALL | Unknown | 10 | 54.5 | 186 | YIELD 10 GPM.
18123 | 1963-07-01 | 179.405 | Cowichan River | 9900 | 186 | Yes | See well survey . City production well #2. Assigning total ave daily use for the well field to each of the production wells | Location within Aqs. 186/187/188 | CITY OF DUNCAN | Water Supply System | 2000 | 10900 | 186 | YIELD: 2,000 US GPM. AUG 2015 UPDATED COORDINATES & SCREEN DETAILS BASED ON SURVEY BY REGL STAFF.
18139 | 1963-07-01 | 713.6045 | KoksilahRiver | 0 | 185 | no | dry hole | No well, dry hole | MELLELIEW | Unknown Well Use | 0 |  | 196 | DRY HOLE
18272 | 1963-10-21 | 705.8335 | KoksilahRiver | 3 | 196 | no | domestic use assumed | Location in 196 & lithology | L C KNOCKER | Unknown Well Use | 3 |  | 196 | YIELD + 3 GPM. PUMPING LEVEL 50'
18773 | 1964-08-01 | 969.9619 | Glenora_Creek | 3 | 185 | yes | domestic use assumed | Location in 185. Thick confining unit noted, taking conservative approach in assuming connectivity to surface water | MIKE STOGRIN | Unknown Well Use | 6 |  | 185 | YIELD 6 GPM. PUMPING LEVEL 75'
18798 | 1964-09-01 | 396.3967 | Cowichan River |  | 186 | Yes | Commercial use assumed based on ownership. No pumping data. No yield info. | Location within Aqs. 186/187/188 | B & K FEED STORE | Unknown | UNK |  | 186
18807 | 1964-09-01 | 256.3024 | KoksilahRiver | 3 | 196 | no | domestic use assumed | Location in 196 & lithology | DAN HOYT | Unknown Well Use | 2 |  | 196 | YIELD: 2 1/2 GPM. PUMPING LEVEL: 70'. WELL WAS DEEPENED 88/06/25 TO 410'. WATER DID NOT INCREASE FRO 2 GPM
18834 | 1964-10-01 | 607.3371 | KoksilahRiver | 3 | 196 | no | domestic use assumed | Location in 196 & lithology | C F SMYTHE | Unknown Well Use | 1.5 |  | 196 | YIELD 1 1/2 GPM. PUMPING LEVEL 95'.
18882 | 1964-12-01 | 637.0111 | Glenora_Creek | 3 | 185 | yes | domestic use assumed | Location in 185. Thick confining unit noted, taking conservative approach in assuming connectivity to surface water | C BONAR | Unknown Well Use | 5 |  | 185 | YIELD - 5 GPM. PUMPING LEVEL 110'
19151 | 1965-02-01 | 578.9588 | Cowichan River | 81.75 | 186 | Yes | Commercial use assumed based on ownership. No pumping data. Assuming max pumping based on drillers yield est. | Location within Aqs. 186/187/188 | C P RAILWAY | Unknown | 15 | 81.75 | 186 | 15 GPM.
19162 | 1965-02-01 | 331.1254 | KoksilahRiver | 3 | 196 | no | Flowing well. domestic use assumed | Location in 196 & lithology suggests BR well. | R DIERCKX | Unknown Well Use | 600 |  | 0 | 600 GPH FLOWING (FLOWS ABOUT 30 GPH).
19271 | 1965-06-01 | 140.6473 | Cowichan River | 3 | 186 | Yes | Domestic use assumed based on private ownership (WELLS) | Location within Aqs. 186/187/188 | DION HAUGEN | Unknown | 10 | 54.5 | 186 | YIELD: 10 GPM.
19325 | 1965-07-01 | 593.2981 | Glenora_Creek | 0 | 185 | no | little yield | Location in 185. Little yield. | C LATTONZI | Other | 0 |  | 0 | YIELD: NIL
19347 | 1965-07-01 | 1075.0775 | KelvinCreek | 3 | -196 | yes | domestic use assumed | Located in 196 (BR aquifer) polygon, but WB sediments are shallow uncolidated sands. Not drilled into BR. | FLORENCE HART | Unknown Well Use | 5 |  | 0 | YIELD 5 GPM.
19416 | 1965-09-01 | 709.0199 | CowichanMainStem | 3 | -196 | yes | domestic use assumed | Located in 196 (BR aquifer) polygon, but WB sediments are shallow uncolidated sands. Not drilled into BR. | W GIBSON | Unknown Well Use | 3.5 |  | 0 | YIELD 3 1/2 GPM.
19518 | 1965-11-01 | 30.0566 | Koksilah river | 2180 | 186 | Yes | Commercial use assumed based on ownership. No pumping data. Using drillers yield est. | Location within Aqs. 186/187/188 | C N RAILWAY | Unknown | 400 | 2180 | 186 | 400 US GPM WITH A PUMPING LEVEL OF 24.2 FT. FROM SURFACE.
19622 | 1966-01-01 | 83.1036 | Somenos Creek |  | 186 | Yes | No estimate, Unknown use by municipality. Poor lithology suggests well is not a production well. | Location within Aqs. 186/187/188 | DISTRICT OF NORTH COWICHAN | Unknown | UNK |  | UNK
19623 | 1966-01-01 | 414.1381 | Somenos Creek | 0 | 186 | Yes | Unknown use by municipality. Listed as test well. Large diameter well with est yield of 60 gpm. Assuming no pumping. | Location within Aqs. 186/187/188 | DISTRICT OF NORTH COWICHAN | Test | 60 | 327 | 186 | TEST HOLE 1. YIELD 60 GPM FOR 23 HOURS. 43 GPM FOR 14 HOURS.
19801 | 1966-01-01 | 344.9994 | Somenos Creek |  | 186 | Yes | No estimate, Unknown use by municipality. Not listed as a production well. | Location within Aqs. 186/187/188 | DISTRICT OF NORTH COWICHAN | Unknown | 180 | 981 | 186 | 180 GPM FOR 19" OF DRAWDOWN.
19834 | 1966-02-01 | 417.9016 | Koksilah river | 81.75 | 186 | Yes | Commercial use assumed based on ownership. No pumping data. Using drillers yield est. | Location within Aqs. 186/187/188 | DUNCAN WEIGH SCALE | Unknown | 15 | 81.75 | 186 | YIELD 15 GPM.
19897 | 1966-04-01 | 959.3379 | Cowichan River | 3 | 186 | Yes | Unknown use, incomplete well record. Shallow 6-inch well. Domestic use assumed. | Location within Aqs. 186/187/188 | MARCENETTE | Unknown | 15 | 81.75 | 186 | YIELD 15 GPM.
19936 | 1966-05-01 | 48.0879 | Somenos Creek |  | 186 | Yes | No estimate, Unknown use by municipality. Not listed as a production well. 12-inch well with moderately high yield. | Location within Aqs. 186/187/188 | DISTRICT OF NORTH COWICHAN | Unknown | 650 | 3542.5 | 186 | YIELD 650 GPM FOR 17 FT. OF DRAWDOWN.
19938 | 1966-05-01 | 47.2383 | Cowichan River | 136.25 | 186 | Yes | Municple use assumed based on ownership. No pumping data. Assuming max pumping based on drillers yield est. | Location within Aqs. 186/187/188 | EAGLE HEIGHTS WATER | Unknown | 25 | 136.25 | 186 | YIELD: 25 GPM P. FT OF DRAWDOWN.
19978 | 1966-06-01 | 264.757 | Cowichan River | 163.5 | 186 | Yes | Water supply well assumed based on ownership. No pumping data. Assuming max pumping based on drillers yield est. | Location within Aqs. 186/187/188 | SILVER PARK | Unknown | 30 | 163.5 | 186 | YIELD - 30 G.P. FT.
19979 | 1966-06-01 | 210.5334 | Glenora_Creek | 3 | -196 | yes | domestic use assumed | Located in 196 (BR aquifer) polygon, but WB sediments are shallow uncolidated sands. Not drilled into BR. | BOB STOREY | Unknown Well Use | 6 |  | 185 | YIELD: 6 GPM.
19980 | 1966-06-01 | 269.7644 | Cowichan River | 81.75 | 186 | Yes | Commercial use assumed based on ownership. No pumping data. Assuming max pumping based on drillers yield est. | Location within Aqs. 186/187/188 | E & M MACHINE WORKS | Unknown | 15 | 81.75 | 186 | YIELD 15 GPM FOR 2' OF DOWNDRAW.
19981 | 1966-06-01 | 1190.5933 | Glenora_Creek | 3 | 185 | yes | domestic use assumed | Location in 185. Thick confining unit noted, taking conservative approach in assuming connectivity to surface water | FRANK PORR | Unknown Well Use | 4 |  | 185 | YIELD - 4 GPM.
20021 | 1966-07-01 | 674.914 | Glenora_Creek | 3 | 185 | yes | domestic use assumed | Location in 185. Thick confining unit noted, taking conservative approach in assuming connectivity to surface water | W HOUSTON | Unknown Well Use | 6 |  | 185 | YIELD 6 GPM.
20427 | 1967-01-01 | 975.785 | Glenora_Creek | 0 | 185 | no | dry hole | No well, dry hole | R CAGE | Unknown Well Use | 0 |  | 0 | DRY HOLE
20954 | 1967-10-01 | 498.131 | Somenos Creek |  | 186 | Yes | Unknown use by municipality. Not listed as a production well. | Location within Aqs. 186/187/188 | NORTH COWICHAN MUNIC | Unknown | UNK |  | UNK
20955 | 1967-10-01 | 446.8368 | Somenos Creek |  | 186 | Yes | Unknown use by municipality. Not listed as a production well. | Location within Aqs. 186/187/188 | NORTH COWICHAN MUNIC | Unknown | UNK |  | 186/187
20956 | 1967-10-01 | 284.8226 | Cowichan River |  | 186 | Yes | Unknown use by municipality. Not listed as a production well. | Location within Aqs. 186/187/188 | NORTH COWICHAN MUNIC | Unknown | UNK |  | UNK
20957 | 1967-10-01 | 399.4864 | Somenos Creek |  | 186 | Yes | Unknown use by municipality. Not listed as a production well. | Location within Aqs. 186/187/188 | NORTH COWICHAN MUNIC | Unknown | UNK |  | UNK
20958 | 1967-10-01 | 354.2938 | Somenos Creek |  | 186 | Yes | Unknown use by municipality. Not listed as a production well. | Location within Aqs. 186/187/188 | NORTH COWICHAN MUNIC | Unknown | UNK |  | UNK
20959 | 1967-10-01 | 317.2738 | Somenos Creek |  | 186 | Yes | Unknown use by municipality. Not listed as a production well. | Location within Aqs. 186/187/188 | NORTH COWICHAN MUNIC | Unknown | UNK |  | UNK
21166 | 1968-01-01 | 187.7003 | Cowichan River |  | 186 | Yes | Unknown use. Appears to be a City of Duncan owned well. | Location within Aqs. 186/187/188 | CITY OF DUNCAN | Unknown | UNK |  | 186
21375 | 1968-04-01 | 187.5657 | Cowichan River | 3 | 186 | Yes | Shallow dug well. Assuming domestic use. | Location within Aqs. 186/187/188 | PATTERSON | Unknown | UNK |  | 186
21437 | 1968-05-01 | 535.5503 | CowichanMainStem | 3 | 185 | yes | domestic use assumed | Location in 185. Thick confining unit noted, taking conservative approach in assuming connectivity to surface water | J HULL | Unknown Well Use | 5 |  | 185 | YIELD 5 GPM.
21486 | 1968-05-23 | 544.1579 | CowichanMainStem | 3 | 196 | no | domestic use assumed | Bedrock Well | F SMITH | Unknown Well Use | 1.5 |  | 196 | YIELD: 1 1/2 GPM. 1/4 GPM AT 27 FT. 1 1/4 GPM AT 118 FT.
21502 | 1968-06-01 | 921.6482 | Glenora_Creek | 3 | 196 | no | domestic use assumed | Location in 196 & lithology | DR STEWART | Unknown Well Use | 1.3 |  | 196 | 1/3 GPM AT 14'. 1 GPM AT 49'.
21596 | 1968-07-01 | 140.0402 | Glenora_Creek | 3 | -196 | yes | domestic use assumed | Located in 196 (BR aquifer) polygon, but WB sediments are shallow uncolidated sands. Not drilled into BR. | R CAHOON | Unknown Well Use | 0 |  | 185
21703 | 1968-08-01 | 609.7831 | KoksilahRiver | 3 | 196 | no | domestic use assumed | Location in 196 & lithology | JAKE BOSCH | Unknown Well Use | 4 |  | 196 | 4 GPM
21779 | 1968-09-01 | 922.3225 | Koksilah river | 109 | 186 | Yes | Commercial use assumed based on ownership. No pumping data. Using drillers yield est. | Location within Aqs. 186/187/188 | CO-OP FEED PLANT | Unknown | 20 | 109 | 186
21920 | 1968-11-01 | 227.9466 | Cowichan River | 0 | 186 | Yes | Unknown use by municipality. Not listed as a production well. Remarks indicate a test well. Assuming no pumping. | Location within Aqs. 186/187/188 | DISTRICT OF NORTH COWICHAN | Test | 800 | 4360 | 187 | test hole 2
21921 | 1968-11-01 | 481.9613 | Somenos Creek |  | 187 | Yes | No estimate, Unknown ownership and use. Incomplete well record | Location within Aqs. 186/187/188 |  | Unknown | 200 | 1090 | 187 | PROBABLE YIELD 200 US GPM (PROBABLE)
22175 | 1969-02-01 | 57.8518 | Cowichan River |  | 187 | Yes | Unknown use by municipality. Not listed as a production well. | Location within Aqs. 186/187/188 | MUNICIPALITY OF N CO | Unknown | 180 | 981 | 187
22176 | 1969-02-01 | 43.8803 | Cowichan River | 0 | 187 | Yes | Well record indicates well used only for fire protection. Assuming no pumping. | Location within Aqs. 186/187/188 | DISTRICT OF NORTH COWICHAN | Other | UNK |  | 186 | WELL TO BE USED ONLY FOR FIRE PROTECTION.
22217 | 1969-03-01 | 764.4173 | Cowichan River | 81.75 | 186 | Yes | Commercial use assumed based on ownership. No pumping data. Using drillers yield est. | Location within Aqs. 186/187/188 | KOKSILAH FOREST NURS | Unknown | 15 | 81.75 | 186
22269 | 1969-04-01 | 482.1194 | CowichanMainStem | 3 | 185 | yes | domestic use assumed | Location in 185. Thick confining unit noted, taking conservative approach in assuming connectivity to surface water | HANSON | Unknown Well Use | 5 |  | 185 | YIELD 5 GPM.
22283 | 1969-04-01 | 17.9317 | Glenora_Creek | 3 | 196 | no | domestic use assumed | Bedrock Well | BRUNO KAESE | Unknown Well Use | 2 |  | 196 | YIELD: 1 3/4 GPM.
22559 | 1969-07-05 | 489.7326 | CowichanMainStem | 3 | 185 | yes | domestic use assumed | confining unit noted, taking conservative approach in assuming connectivity to surface water | GRACE LUX | Unknown Well Use | 6 |  | 185 | YIELD 6 GPM.
22854 | 1969-10-01 | 184.4647 | Cowichan River | 9900 | 186 | Yes | See well survey . City production well #3. Assigning total ave daily use for the well field to each of the production wells | Location within Aqs. 186/187/188 | CITY OF DUNCAN | Water Supply System | 2000 | 10900 | 186 | YIELD 2,000 US GPM. AUG 2015 UPDATED WELL DEPTH & COORDINATES BASED ON SURVEY BY REGL STAFF.
23138 | 1970-01-01 | 208.8065 | Cowichan River | 0 | 186 | Yes | Unknown use by municipality. Listed as test well. Therefore, assuming no pumping. | Location within Aqs. 186/187/188 | DISTRICT OF NORTH COWICHAN | Test | 300 | 1635 | 187 | TEST HOLE #2. SEE NTS 92B 13 81 FOR ADDITIONAL INFORMATION
23291 | 1970-02-12 | 639.6945 | CowichanMainStem | 3 | 196 | no | domestic use assumed | Bedrock Well | G D MALONE | Unknown Well Use | 2 |  | 196 | 1 3/4 GPM.
23294 | 1970-02-14 | 451.312 | Cowichan River | 250 | 187 | Yes | Commercial use assumed based on ownership. No pumping data. Assuming a medium user based on ownership. Assumping max pumpingof 250 mpd for medium users. | Location within Aqs. 186/187/188 | SLEGG BROS LUMBER | Unknown | 100 | 545 | UNK | 100+ GPM
23463 | 1970-04-15 | 487.1991 | Glenora_Creek | 3 | 185 | yes | domestic use assumed | Location in 185. Thick confining unit noted, taking conservative approach in assuming connectivity to surface water | RAYNOR | Unknown Well Use | 8 |  | 185 | ESTIMATED YIELD 8 - 10 GPM.
23774 | 1970-07-17 | 8.778 | Glenora_Creek | 3 | 196 | no | domestic use assumed | Location in 196 & lithology | MACMILLAN | Unknown Well Use | 5 |  | 196 | 5. GPM APPROX.
24100 | 1970-10-20 | 626.6967 | Glenora_Creek | 3 | 185 | yes | domestic use assumed | Location in 185. Thick confining unit noted, taking conservative approach in assuming connectivity to surface water | HULL | Unknown Well Use | 50 |  | 185 | WATER COLOUR, RUSTY EST. 50 GPM.
24210 | 1970-11-18 | 52.5594 | Glenora_Creek | 3 | -196 | yes | domestic use assumed | Located in 196 (BR aquifer) polygon, but WB sediments are shallow uncolidated sands. Not drilled into BR. | KEHN | Unknown Well Use | 10 |  | 185 | WATER COLOUR, SLIGHTLY GREY, CLEARED UP FAST. 10 GPM.
24220 | 1970-11-23 | 740.6709 | CowichanMainStem | 3 | 185 | yes | domestic use assumed | Location in 185. Confining unit noted, taking conservative approach in assuming connectivity to surface water | KEVIN BUCHANAN | Unknown Well Use | 5 |  | 185 | 5 GPM.
24226 | 1970-11-24 | 1537.6029 | KoksilahRiver | 3 | 196 | no | domestic use assumed | Location in 196 & lithology | HALL | Unknown Well Use | 4 |  | 196 | 4 GPM IN FRACTURE ZONE, IN GOUGE BETWEEN SHALE AND GNEISS-LIKE ROCK
24393 | 1971-01-01 | 106.3559 | Cowichan River | 3 | 186 | Yes | Domestic use assumed based on private ownership (WELLS) | Location within Aqs. 186/187/188 | PATTERSON | Unknown | 50 | 272.5 | 186 | SILTY. EST YIELD: BAILED AT 50+. SUPPLIES 100 UNITS.
24394 | 1971-01-01 | 191.0871 | Cowichan River | 109 | 186 | Yes | Commercial use assumed based on ownership. No pumping data. Assuming max pumping based on drillers yield est. | Location within Aqs. 186/187/188 | SILVER BRIDGE RESTAU | Unknown | 20 | 109 | 186 | EST. YIELD: 20+ GPM.
24397 | 1971-01-01 | 321.279 | Cowichan River | 3 | 186 | Yes | Domestic use assumed based on private ownership (WELLS) | Location within Aqs. 186/187/188 | ANDREW TOM | Unknown | 10 | 54.5 | 186 | WATER COLOUR, RUSTY BROWN. EST. YIELD: 10+
24502 | 1971-01-26 | 669.7845 | Glenora_Creek | 3 | 185 | yes | domestic use assumed | Location in 185. Confining unit noted, taking conservative approach in assuming connectivity to surface water | LEE | Unknown Well Use | 0 |  | 185 | 5 GALLONS.
24565 | 1971-02-26 | 335.9754 | KoksilahRiver | 50 | -196 | yes | Water supply system assumed based on ownership, using drillers yield estimate (~10gpm) | Located in 196 (BR aquifer) polygon, but WB sediments are uncolidated S&G. Not drilled into BR. | BRIGHT ANGEL PARK | Unknown Well Use | 10 |  | 185 | 10 GPM.
24647 | 1971-04-01 | 188.6631 | Cowichan River | 3 | 186 | Yes | Domestic use assumed based on private ownership (WELLS) | Location within Aqs. 186/187/188 | ALBERT JONES | Unknown | 8 | 43.6 | 186 | EST. YIELD: 8 GPM.
24673 | 1971-04-01 | 762.3074 | CowichanMainStem | 3 | 196 | no | domestic use assumed | Bedrock Well | HAROLD WILLIAMS | Unknown Well Use | 1 |  | 196 | APPROX. 20 GPH/1 GPM. MOST OF WATER COMING UNDER CASING.
24699 | 1971-04-05 | 413.5361 | Glenora_Creek | 3 | 196 | no | domestic use assumed | Location in 196 & lithology | ART GAGNON | Unknown Well Use | 5 |  | 196 | 5 GPM.
24704 | 1971-04-07 | 448.4636 | Glenora_Creek | 3 | 185 | yes | domestic use assumed | Location in 185. Confining unit noted, taking conservative approach in assuming connectivity to surface water | RYCROFT | Unknown Well Use | 15 |  | 185 | 15 GPM.
24761 | 1971-05-01 | 928.8505 | Koksilah river | 109 | 186 | Yes | Commercial use assumed based on ownership. No pumping data. Using drillers yield est. | Location within Aqs. 186/187/188 | DUNCAN MOBILE SALES | Unknown | 20 | 109 | 186 | WATER COLOUR, RUSTY BROWN EST. YIELD: 20+ GPM.
25010 |  | 646.4443 | Cowichan River |  | 186 | Yes | No estimate, Unknown use, incomplete well record | Location within Aqs. 186/187/188 |  | Unknown | 25 | 136.25 | 186 | EST. YIELD: 25+ GPM.
25114 | 1971-07-22 | 1125.3424 | Glenora_Creek | 3 | 185 | yes | domestic use assumed | Location in 185. Confining unit noted, taking conservative approach in assuming connectivity to surface water | ALEX GALT | Unknown Well Use | 50 |  | 185 | EST. YIELD: 30 GPM -UNABLE TO BAIL DOWN- OPEN BOTTOM HOLE.
25309 | 1971-08-31 | 634.8898 | KoksilahRiver | 3 | -196 | yes | domestic use assumed | Located in 196 (BR aquifer) polygon, but WB sediments are shallow uncolidated sands. Not drilled into BR. | GLADSTONE | Unknown Well Use | 3 |  | 0 | EST. YIELD 3+ GPM.
25347 | 1971-09-01 | 1097.0454 | Glenora_Creek | 3 | 185 | yes | domestic use assumed | Location in 185. Confining unit noted, taking conservative approach in assuming connectivity to surface water | BILL DAME | Unknown Well Use | 20 |  | 185 | 20+ GPM.
25640 | 1971-11-01 | 957.8596 | KoksilahRiver | 3 | 196 | no | domestic use assumed | Location in 196 & lithology | T OLDFIELD | Unknown Well Use | 3 |  | 196 | EST. YIELD: 3-4 GPM.
25709 | 1971-12-01 | 178.93 | Glenora_Creek | 3 | 196 | no | domestic use assumed | Location in 196 & lithology | LAY | Unknown Well Use | 1 |  | 196 | EST. YIELD 1 + GPM.
25778 | 1972-01-01 | 776.6968 | Glenora_Creek | 3 | 185 | yes | domestic use assumed | Location in 185. Confining unit noted, taking conservative approach in assuming connectivity to surface water | DON ELLISON | Unknown Well Use | 15 |  | 185 | DRILLERS NOTE: EXTENDED 8" CASING BELOW SCREEN SO PUMP COULD BE SET BELOW SCREEN. WELL FLOWS AT 10 TO 15 GPM.
25787 | 1972-01-01 | 301.8733 | CowichanMainStem | 3 | -196 | yes | domestic use assumed | Located in 196 (BR aquifer) polygon, but WB sediments are shallow uncolidated S&G Not drilled into BR. | J SCHMID | Unknown Well Use | 12 |  | 186 | 20' @ 12 GPM.
26065 | 1972-03-23 | 175.0944 | Glenora_Creek | 3 | 185 | yes | domestic use assumed | Location in 185. Confining unit noted, taking conservative approach in assuming connectivity to surface water | MACAULAY | Unknown Well Use | 50 |  | 185 | YIELD: 50 GPM.
26074 | 1972-03-26 | 1157.3688 | Glenora_Creek | 3 | 185 | yes | domestic use assumed | Location in 185. Confining unit noted, taking conservative approach in assuming connectivity to surface water | S STIRLING | Unknown Well Use | 7 |  | 185 | 7 GPM.
26452 | 1972-06-09 | 690.339 | Glenora_Creek | 3 | 185 | yes | domestic use assumed | Location in 185. Confining unit noted, taking conservative approach in assuming connectivity to surface water | TATTAM | Unknown Well Use | 7 |  | 185 | 7 GPM.
26519 | 1972-06-27 | 473.1168 | KoksilahRiver | 3 | 196 | no | domestic use assumed | Location in 196 & lithology | GAINSFORD | Unknown Well Use | 0 |  | 0 | NO MENTION OF WATER ON DATA SHEET. OPEN HOLE.
26527 | 1972-06-29 | 453.8067 | KoksilahRiver | 3 | 196 | no | domestic use assumed | Location in 196 & lithology | E HODGSON | Unknown Well Use | 0.5 |  | 196 | HOLE MAKES 1/2 GPM.
26587 | 1972-07-06 | 926.4913 | Koksilah river |  | 186 | Yes | Included in Well Survey but no use data obtained. Also no drillers yield estimate. More info needed. | Location within Aqs. 186/187/188 | TRIANGLE MOBILE HOME | Unknown | UNK |  | 186
26662 | 1972-07-26 | 548.5059 | Glenora_Creek | 0 | 185 | no | dry hole | No well, dry hole | R LEE | Unknown Well Use | 0 |  | 185 | DRY WELL, PULLED OUT.
26715 | 1972-08-01 | 459.1486 | KoksilahRiver | 3 | -196 | yes | domestic use assumed | Located in 196 (BR aquifer) polygon, but WB sediments are shallow uncolidated sands. Not drilled into BR. | ERIC HODGSON | Unknown Well Use | 18 |  | 0 | PUMPING LEVEL 17 FT AT 18 GPM. DURATION OF TEST 4 HOURS. HOLE #2.
27095 | 1972-10-10 | 466.2818 | Glenora_Creek | 3 | 185 | yes | domestic use assumed | Location in 185. Confining unit noted, taking conservative approach in assuming connectivity to surface water | FRED HOOD | Unknown Well Use | 8 |  | 185 | EST. YIELD: 8 - 10 GPM.
27151 | 1972-10-24 | 870.5204 | Koksilah river | 3 | 186 | Yes | Domestic use assumed. | Location within Aqs. 186/187/188 | INDIAN DEPT | Other | UNK |  | UNK
27173 | 1972-10-29 | 1113.0573 | Glenora_Creek | 3 | 185 | yes | domestic use assumed | Location in 185. Confining unit noted, taking conservative approach in assuming connectivity to surface water | INDIAN DEPT | Unknown Well Use | 3 |  | 185 | BAIL TEST 150 FT. AT 3 GPM.
27261 | 1972-11-09 | 209.1707 | KoksilahRiver | 3 | -196 | yes | domestic use assumed | Located in 196 (BR aquifer) polygon, but WB sediments are shallow uncolidated S&G Not drilled into BR. | INDIAN DEPT | Unknown Well Use | 25 |  | 186 | 25 GPM.
27262 | 1972-11-09 | 54.942 | Koksilah river | 3 | 186 | Yes | Domestic use assumed. | Location within Aqs. 186/187/188 | INDIAN DEPT | Unknown | 20 | 109 | 186 | 20 GPM.
27433 | 1972-12-30 | 531.9807 | Somenos Creek | 0 | 186 | Yes | Commercial use assumed based on ownership. No pumping data. No yield info. Remarks indicate it is an elevator shaft, therefore assuming no pumping. | Location within Aqs. 186/187/188 | DOWRY CONST | Unknown | UNK |  | UNK | ELEVATOR SHAFT.
27576 | 1973-01-26 | 1011.0269 | KoksilahRiver | 3 | 196 | no | domestic use assumed | Location in 196 & lithology | H ELZINGA | Unknown Well Use | 2 |  | 196 | 2 GPM. WATER IS SOFT. WATER, VERY BAD. LOTS OF FLAMABLE GAS IN A COAL BED. WATER SOMETIMES BLACK.
27638 | 1973-02-14 | 372.0943 | CowichanMainStem | 3 | 185 | yes | domestic use assumed | Location in 185. Confining unit noted, taking conservative approach in assuming connectivity to surface water | MARKS C B | Unknown Well Use | 2.5 |  | 185 | 2.5 GPM.
27648 | 1973-02-20 | 605.7931 | Glenora_Creek | 3 | 185 | yes | domestic use assumed | Location in 185. Confining unit noted, taking conservative approach in assuming connectivity to surface water | MCCALLAM | Unknown Well Use | 2.5 |  | 185 | 2.5 GPM REC. PUMP SETTING 71'. REC. MAX PUMP OUTPUT 2.5 GPM
27697 | 1973-03-01 | 697.2303 | Koksilah river | 3 | 186 | Yes | Domestic use assumed based on ownership. | Location within Aqs. 186/187/188 | LEON S PATTON | Unknown | 20 | 109 | 186 | 20 GPM.
28230 | 1973-06-05 | 204.0435 | Glenora_Creek | 3 | 185 | yes | domestic use assumed | Location in 185. Confining unit noted, taking conservative approach in assuming connectivity to surface water | DON MCCOOL | Unknown Well Use | 30 |  | 185 | 30 GPM. RECOM. MAX. PUMP OUTPUT 30 GPM. BAILED 30 GPM WITH ESTIMATED 10' DRAWDOWN. REC. PUMP SETTING 50'.
28265 | 1973-06-14 | 589.137 | Glenora_Creek | 3 | 185 | yes | domestic use assumed | Location in 185. Confining unit noted, taking conservative approach in assuming connectivity to surface water | RON GANTER | Unknown Well Use | 5 |  | 185 | 5 GPM. SCREEN SAND LOCKED IN CASING AND PULLED UP 2' ABOVE WHERE ORIGINALLY PLANNED TO SET SCREEN.
28290 | 1973-06-22 | 571.9834 | Glenora_Creek | 3 | 185 | yes | domestic use assumed | Location in 185. Confining unit noted, taking conservative approach in assuming connectivity to surface water | DAN BONNER | Unknown Well Use | 5 |  | 185 | 5 GPM.
28864 | 1973-09-21 | 420.7867 | KoksilahRiver | 3 | 196 | no | domestic use assumed, using max yield est. | Location in 196 & lithology | HOEG NELS | Unknown Well Use | 0.5 |  | 196 | WELL WAS DRILLED TO 137'. RAN OUT OF CABLE AT 450', VERY LITTLE WATER, 1/2 GPM. BLASTED HOLE 60 LBS, NO CHANGE.
29036 | 1973-10-11 | 268.5949 | Cowichan River | 3 | 186 | Yes | Domestic use assumed based on private ownership (WELLS) | Location within Aqs. 186/187/188 | GLEN HARPERS | Unknown | 10 | 54.5 | 185/186 | 10 GPM
29040 | 1973-10-12 | 594.7609 | Koksilah river | 3 | 186 | Yes | Domestic use assumed based on ownership. | Location within Aqs. 186/187/188 | A O TAYLOR | Unknown | 30 | 163.5 | 186 | 30 GPM. TOTAL CASING 26'.
29051 | 1973-10-13 | 624.4265 | Koksilah river | 3 | 186 | Yes | Domestic use assumed based on ownership. | Location within Aqs. 186/187/188 | NEIL READ | Unknown | 10 | 54.5 | 186 | 10 GPM. CASING 1 FT. BELOW GROUND.
29387 | 1974-01-01 | 186.6782 | Cowichan River | 3 | 186 | Yes | Domestic use assumed based on private ownership (WELLS) | Location within Aqs. 186/187/188 | PATTERSON TEST WELL | Unknown | UNK |  | 187
29392 | 1974-01-01 | 454.9625 | Glenora_Creek | 3 | 185 | yes | domestic use assumed | Location in 185. Confining unit noted, taking conservative approach in assuming connectivity to surface water | WEATHERBEE | Unknown Well Use | 5 |  | 185 | 5 GPM.
29396 | 1974-01-01 | 522.3992 | Cowichan River | 3 | 187 | Yes | Unknown use and incomplete well record. No pumping data. Listed as dug well; domestic well assumed. | Location within Aqs. 186/187/188 | INDIAN COOP | Unknown | UNK |  | 186
29401 | 1974-01-01 | 243.7347 | Koksilah river | 3 | 186 | Yes | Domestic use assumed. | Location within Aqs. 186/187/188 | INDIAN DEPT | Unknown | UNK |  | 186
29546 | 1974-01-01 | 735.7014 | CowichanMainStem | 3 | 196 | no | domestic use assumed | Bedrock Well | J IVES | Unknown Well Use | 5 |  | 196 | 5 GPM.
29631 | 1974-01-01 | 810.3246 | Somenos Creek | 3 | 186 | Yes | Domestic use assumed based on private ownership (WELLS) | Location within Aqs. 186/187/188 | J SANDERSON | Other | 355 | 1934.75 | 186 | 355 US GPM.
29633 | 1974-01-01 | 806.188 | Somenos Creek | 3 | 186 | Yes | Domestic use assumed based on private ownership (WELLS) | Location within Aqs. 186/187/188 | J SANDERSON | Other | 355 | 1934.75 | 186 | 355 US GPM.
29787 | 1974-02-06 | 764.737 | Koksilah river | 109 | 186 | Yes | Commercial use assumed based on ownership. No pumping data. Using drillers yield est. | Location within Aqs. 186/187/188 | COWICHAN CO-OP SER | Unknown | 20 | 109 | 186 | 20 GPM.
29839 | 1974-02-21 | 499.8716 | Cowichan River | 3 | 186 | Yes | Commercial use assumed based on ownership. No pumping data. Assuming max pumping based on drillers yield est. | Location within Aqs. 186/187/188 | C & C LATH MILL | Unknown | 10 | 54.5 | 186 | PERFORATED CASING FOR 3' TAKING 10' GPM FROM BOTTOM. W.Z. 10'
30332 | 1974-05-15 | 277.7332 | Glenora_Creek | 3 | 185 | yes | domestic use assumed | Location in 185. Confining unit noted, taking conservative approach in assuming connectivity to surface water | BOB MARTIN | Unknown Well Use | 8 |  | 185 | 8 GPM. OPEN BOTTOM HOLE.
30430 | 1974-06-01 | 580.6496 | KelvinCreek |  | 185 | yes | no estimate - not enough information; | Location in 185. | FAIRBRIDGE SOCIETY I | Unknown Well Use | 0 |  | 185
30431 | 1974-06-01 | 495.922 | KelvinCreek |  | 185 | yes | no estimate - not enough information; | Location in 185. | FAIRBRIDGE SOCIETY I | Unknown Well Use | 0 |  | 0
30432 | 1974-06-01 | 265.9772 | Glenora_Creek |  | 185 | yes | no estimate - not enough information; | Location in 185. | FAIRBRIDGE SOCIETY I | Unknown Well Use | 0 |  | 185
30455 | 1974-06-01 | 561.3972 | Glenora_Creek |  | 185 | yes | no estimate - not enough information; | Location in 185. | FAIRBRIDGE SOCIETY I | Unknown Well Use | 0 |  | 0
30456 | 1974-06-01 | 660.8813 | KelvinCreek |  | 185 | yes | no estimate - not enough information; | Location in 185. | FAIRBRIDGE SOCIETY I | Unknown Well Use | 0 |  | 0
30489 | 1974-06-04 | 651.5236 | Glenora_Creek | 0 | 196 | no | dry hole | No well, dry hole | MCMILLIAN BLOEDEL | Unknown Well Use | 0 |  | 0 | DRY HOLE. SAME AREA 500' FROM GOOD WELL. 1 CASE SET OFF AT 132'.NO INCREASE IN OTHER CASIMG PULLED & WELL ABANDONED.
30873 | 1974-07-29 | 1001.0943 | Glenora_Creek | 3 | 185 | yes | domestic use assumed | location | CAGE R | Unknown Well Use | 20 |  | 185 | 20 GPM.
30963 | 1974-08-08 | 897.8468 | KoksilahRiver | 0 | 196 | no | dry hole | No well, dry hole | H W WIKKERINK | Unknown Well Use | 1 |  | 196 | DRY HOLE
30975 | 1974-08-09 | 1100.6841 | KoksilahRiver | 3 | 196 | no | domestic use assumed | Location in 196 & lithology | DONALD GODALPHIN | Unknown Well Use | 2 |  | 196 | 2 GPM.
30976 | 1974-08-09 | 514.039 | KoksilahRiver | 3 | 196 | no | domestic use assumed | Location in 196 & lithology | G GRISFORD | Unknown Well Use | 3 |  | 196 | 3 GPM.
30988 | 1974-08-11 | 797.9434 | Glenora_Creek | 3 | 185 | yes | domestic use assumed | location | FRANK GIERC | Unknown Well Use | 4 |  | 185 | 4 GPM.
30991 | 1974-08-12 | 1444.6936 | KelvinCreek | 3 | -196 | yes | domestic use assumed | Located in 196 (BR aquifer) polygon, but WB sediments are shallow uncolidated S&G Not drilled into BR. | RYAN FLORENCE | Unknown Well Use | 6 |  | 0 | 6 GPM.
31076 | 1974-08-23 | 141.4049 | Glenora_Creek | 0 | 196 | no | abondoned, poor WQ | No well, abondoned | DE MARCO | Unknown Well Use | 15 |  | 0 | WATER HAD A SALTY TASTE. SALTY WELL. ABANDONED. + 15 GPM.
31248 | 1974-09-13 | 341.1973 | Glenora_Creek | 3 | 196 | no | domestic use assumed | Location in 196 & lithology | MACMILLAN BLOEDEL | Unknown Well Use | 8 |  | 196 | 8-9 GPM. SALT WATER BELOW 50', WELL CEMENTED BACK TO THIS DEPTH.
31295 | 1974-09-20 | 688.6029 | Glenora_Creek | 3 | 185 | yes | domestic use assumed | location | TERRY LEE | Unknown Well Use | 12 |  | 185 | 12 GPM.
31320 | 1974-09-25 | 29.1323 | KoksilahRiver | 3 | 196 | no | domestic use assumed | Location in 196 & lithology | JOHN BUDDIE | Unknown Well Use | 1 |  | 196
31321 | 1974-09-25 | 562.0011 | KoksilahRiver | 3 | 196 | no | domestic use assumed | Location in 196 & lithology | J BOSCH | Unknown Well Use | 2.5 |  | 196
31709 | 1974-12-01 | 407.7596 | KelvinCreek | 0 | -196 | yes | commercial use assumed based on ownership, no yield estimate, assuming little flow. | Located in 196 (BR aquifer) polygon, but WB sediments are shallow uncolidated S&G Not drilled into BR. | BELMONT MANAGEMENT L | Unknown Well Use | 0 |  | 185
31710 | 1974-12-01 | 367.5562 | KelvinCreek | 3 | -196 | yes | domestic use assumed | Located in 196 (BR aquifer) polygon, but WB sediments are shallow uncolidated S&G Not drilled into BR. | BELMONT MANAGEMENT L | Unknown Well Use | 2 |  | 196 | YIELD 2 GPM.
31711 | 1974-12-01 | 576.0756 | KoksilahRiver | 80 | -196 | yes | commercial use assumed based on ownership, using yield estimate (~15 gpm). | Located in 196 (BR aquifer) polygon, but WB sediments are shallow uncolidated S&G Not drilled into BR. | BELMONT MANAGEMENT L | Unknown Well Use | 20 |  | 185 | YIELD 20 GPM. PUMP TEST 15 US GPM. AQUIFER 185 HAS BEEN ASSIGNED BUT THIS WELL IS LOCATED IN AN UNMAPPED AQUIFER.
31885 | 1975-01-01 | 780.7556 | Cowichan River | 0 | 186 | No | Abandoned (WELLS) | Not connected as well is abondoned. | DOMAN INDUSTRIES | Abandoned | 500 | 2725 | 188 | 2013-PROPERTY NOW OWNED BY WESTERN FOREST PRODUCTS, THEY ARE NO LONGER USING THIS WELL.
31887 | 1975-01-01 | 868.6281 | Cowichan River | 0 | 188 | No | Abandoned (WELLS) | Not connected as well is abondoned. | DOMAN INDUSTRIES | Abandoned | 135 | 735.75 | 188 | UNKNOWN ARTESIAN PRESSURE OR FLOW. 2013-PROPERTY NOW OWNED BY WESTERN FOREST PRODUCTS, THEY ARE NO LONGER USING THIS WELL.
32449 | 1975-05-05 | 698.0082 | KelvinCreek | 0 | -196 | yes | domestic use assumed, lithology indicates little yield. | Located in 196 (BR aquifer) polygon, but WB sediments are shallow uncolidated S&G Not drilled into BR. | MIKE STONE | Unknown Well Use | 0 |  | 185
32491 | 1975-05-09 | 214.7232 | Cowichan River |  | 188 | Yes | Unknown use. Appears to be a City of Duncan owned well. 8-inch 80 ft well. | Location within Aqs. 186/187/188 | CITY OF DUNCAN | Unknown | 812 | 4425.4 | 187 | SEE NTS REPORT 92B/13 #10.
32640 | 1975-06-02 | 487.3258 | Glenora_Creek | 3 | 185 | yes | domestic use assumed | Location in 185. | WATSON | Unknown Well Use | 4 |  | 185 | 8 GPM
32865 | 1975-07-02 | 927.1902 | Glenora_Creek | 3 | 185 | yes | domestic use assumed | Location in 185. | GORON STILZ | Unknown Well Use | 10 |  | 185 | 10 GPM.
32883 | 1975-07-04 | 676.3601 | Glenora_Creek | 3 | 185 | yes | domestic use assumed | Location in 185. | ALICE LEERHOLM | Unknown Well Use | 20 |  | 185 | 28 GPM.
33121 | 1975-08-01 | 1214.513 | KelvinCreek | 3 | -196 | yes | domestic use assumed | Located in 196 (BR aquifer) polygon, but WB sediments are shallow uncolidated S&G Not drilled into BR. | BARRON | Unknown Well Use | 10 |  | 0 | RATE: 10 GPM.
33206 | 1975-08-13 | 686.9552 | CowichanMainStem | 3 | 185 | yes | domestic use assumed | Location in 185. | STEVE GIBSON | Unknown Well Use | 10 |  | 185 | YIELD: 10 GPM.
33436 | 1975-09-12 | 141.8089 | Cowichan River | 0 | 187 | Yes | MoE obs well | Location within Aqs. 186/187/188 | Ministry of Environment | Obs. Well # 204 | 35 | 190.75 | 187 | OLD OBS WELL # 120 ACTIVE
33437 | 1975-09-12 | 171.7702 | Cowichan River | 0 | 187 | Yes | MoE obs well | Location within Aqs. 186/187/188 | Ministry of Environment | Obs. Well # 205 | 35 | 190.75 | 186 | OLD OBS WELL # ACTIVE
33460 | 1975-09-16 | 177.2076 | Cowichan River | 0 | 186 | Yes | MoE obs well | Location within Aqs. 186/187/188 | Ministry of Environment | Obs. Well # 206 | UNK |  | 186 | OLD OBS WELL # 122 AB.79
33461 | 1975-09-16 | 154.243 | Cowichan River | 0 | 186 | Yes | MoE obs well | Location within Aqs. 186/187/188 | Ministry of Environment | Obs. Well # 207 | 40 | 218 | 186 | 30 MIN. 40 GPM AB. 79
33478 | 1975-09-18 | 51.9444 | Cowichan River | 0 | 186 | Yes | Abondoned MoE obs well | Location within Aqs. 186/187/188 | Ministry of Environment | Obs. Well # 208,abandoned | 40 | 218 | 187 | OLD OBS WELL # 124 ACTIVE
33488 | 1975-09-19 | 811.6293 | Cowichan River | 0 | 187 | No | Abandoned (WELLS) | Not connected as well is abondoned. | DOMAN INDUSTRIES | Abandoned | 35 | 190.75 | 188 | 35 GPM. # 2 TEST HOLE. 2013-PROPERTY NOW OWNED BY WESTERN FOREST PRODUCTS, THEY ARE NO LONGER USING THIS WELL.
33623 | 1975-10-06 | 174.3486 | Cowichan River | 0 | 188 | No | Abondoned MoE obs well | Not connected as well is abondoned. | Ministry of Environment | Obs. Well # 210,abandoned | UNK |  | 188 | OLD OBS WELL # 130 AB.79
33651 | 1975-10-09 | 189.0325 | Cowichan River | 0 | 188 | Yes | MoE obs well | Location within Aqs. 186/187/188 | Ministry of Environment | Obs. Well # 211 | UNK |  | 188 | OLD OBS WELL # 131 ACTIVE
33892 | 1975-11-28 | 751.9046 | Cowichan River | 0 | 188 | No | Abandoned (WELLS) | Not connected as well is abondoned. | DOMAN INDUSTRIES | Abandoned | 333 | 1814.85 | 188 | 2013-PROPERTY NOW OWNED BY WESTERN FOREST PRODUCTS, THEY ARE NO LONGER USING THIS WELL.
33931 | 1975-12-08 | 582.6594 | Glenora_Creek | 3 | 185 | yes | domestic use assumed | Location in 185. | TOM DAHL | Unknown Well Use | 40 |  | 185 | 40 GPM.
33947 | 1975-12-11 | 707.6386 | Koksilah river | 3 | 186 | Yes | Domestic use assumed based on ownership. No pumping info | Location within Aqs. 186/187/188 | ROBSON MARIA | Unknown | 10 | 54.5 | 186 | DRILLER (AIR BLOWN): 10 GPM.
34213 | 1976-01-09 | 849.2248 | KoksilahRiver | 3 | 196 | no | domestic use assumed | Location in 196 & lithology | BILL BENEDEK | Unknown Well Use | 4 |  | 200 | RATE: AIR BLOWN 4 GPM.
34325 | 1976-02-12 | 258.9067 | Cowichan River | 2158.2 | 186 | Yes | Water supply use listed in WELLS. No pumping data. Using drillers yield est. | Location within Aqs. 186/187/188 | COWICHAN BAY CAMPING AND RV PARK | Water Supply System | 396 | 2158.2 | 188 | WELL ORIGINALLY DRILLED FOR JOHNSTONE
34362 | 1976-02-27 | 223.5513 | Cowichan River | 9900 | 188 | Yes | See well survey . City production well #4. Assigning total ave daily use for the well field to each of the production wells | Location within Aqs. 186/187/188 | CITY OF DUNCAN | Water Supply System | 2260 | 12317 | 186 | AUG 2015 UPDATED WELL DEPTH, COORDINATES & SCREEN DETAILS BASED ON SURVEY BY REGL STAFF.
34436 | 1976-03-09 | 237.9003 | KoksilahRiver | 3 | 196 | no | domestic use assumed | Location in 196 & lithology | D A OLSON | Unknown Well Use | 1 |  | 196 | RATE: 1 GPM. GOOD WATER.
34601 | 1976-04-11 | 617.7937 | CowichanMainStem | 3 | 185 | yes | domestic use assumed | Location in 185. | LUDVIGSON | Unknown Well Use | 15 |  | 185 | 15 GPM.
34629 | 1976-04-22 | 203.3063 | Cowichan River | 3 | 186 | Yes | Domestic use assumed based on ownership. | Location within Aqs. 186/187/188 | DENNIS HAGAR (ROOK) | Unknown | 40 | 218 | 188
34813 | 1976-05-14 | 807.1913 | Glenora_Creek | 3 | 185 | yes | domestic use assumed | Location in 185. | JOHN BRAUN | Unknown Well Use | 8 |  | 0 | 8-10 GPM. BAIL TEST ALSO: 600 GPH AT 61'
34837 | 1976-05-25 | 1180.4469 | Glenora_Creek | 3 | 185 | yes | domestic use assumed | Location in 185. | JOHN POOLE | Unknown Well Use | 20 |  | 185 | 20+ GPM.
34928 | 1976-06-01 | 258.2591 | Glenora_Creek | 3 | 185 | yes | domestic use assumed | Location in 185. | AL WILLIAMS | Unknown Well Use | 20 |  | 185 | 20 GPM.
34935 | 1976-06-01 | 1201.4508 | KelvinCreek | 3 | -196 | yes | domestic use assumed | Located in 196 (BR aquifer) polygon, but WB sediments are shallow uncolidated S&G Not drilled into BR. | RAY BARON | Unknown Well Use | 8 |  | 0 | RATE: 8 GPM. REC. PUMP SETTING: 60'.
35337 | 1976-07-26 | 473.3573 | KoksilahRiver | 3 | 196 | no | domestic use assumed | Location in 196 & lithology | BROADBENDT DAVID J | Unknown Well Use | 3 |  | 196 | RATE: 3 GPM. AIR BLOWN.
35464 | 1976-08-09 | 597.6312 | Glenora_Creek | 3 | 185 | yes | domestic use assumed | Location in 185. | A WATSON | Unknown Well Use | 10 |  | 185 | 10 GPM.
35633 | 1976-09-01 | 509.5599 | Glenora_Creek | 0 | 196 | no | dry hole | No well, dry hole | BROCK WILLIAMS | Unknown Well Use | 0 |  | 0 | DRY HOLE
35731 | 1976-09-23 | 47.4478 | Cowichan River | 0 | 188 | No | Abondoned MoE obs well | Not connected as well is abondoned. | Ministry of Environment | Obs. Well # 211,abandoned | UNK |  | 186 | OLD OBS WELL # 125 AB.79
35818 | 1976-10-01 | 1138.5856 | Glenora_Creek | 3 | 185 | yes | domestic use assumed | Location in 185. | PROUD | Unknown Well Use | 25 |  | 185 | 25 GPM.
35867 | 1976-10-06 | 538.8082 | KoksilahRiver | 0 | -196 | no | abondoned | No well, abondoned | FAIRBRIDGE STRATA WATER SYSTEM | Unknown Well Use | 15 |  | 185 | DECOMMISSIONED DUE TO HIGH MANGANESE. LIKELY NOT IN AQUIFER 185 BUT IN A UNMAPPED UNCONSOLIDATED AQUIFER.
35895 | 1976-10-16 | 883.6791 | KoksilahRiver | 3 | 196 | no | domestic use assumed | Location in 196 & lithology | KLETTKE | Unknown Well Use | 0.5 |  | 196 | RATE: 0.5 GPM. REC. PUMPING RATE: 30 GPH (MAX.) REC. PUMP SETTING: 420'
35911 | 1976-10-20 | 175.7301 | KelvinCreek | 0 | 196 | no | assumed abondoned due to salinty and depth | Bedrock Well | FINLEY | Unknown Well Use | 1.5 |  | 196 | RATE: 1.5 GPM. SALT WATER.
35913 | 1976-10-20 | 389.1472 | KelvinCreek | 80 | -196 | yes | water supply well, using yield estimate (~15 gpm). | Located in 196 (BR aquifer) polygon, but WB sediments are shallow uncolidated S&G Not drilled into BR. | FAIRBRIDGE STRATA WATER SYSTEM | Water Supply System | 18 |  | 185 | 900 GPH. WELL IS LOCATED IN AN UNMAPPED AQUIFER NOT IN AQUIFER 185.
35917 | 1976-10-21 | 358.5074 | Glenora_Creek | 3 | 185 | yes | domestic use assumed | Location in 185. | FINLEY W L | Unknown Well Use | 6 |  | 185 | RATE: 6 GPM. REC. PUMPING RATE: 75'. REC. PUMP SETTING: 360 GPH.
35935 | 1976-10-25 | 411.2885 | Cowichan River | 250 | 186 | Yes | Commercial use assumed based on ownership. No pumping data. Assuming a medium user based on ownership with max pumping rate of 250 cmd | Location within Aqs. 186/187/188 | C & C MILL | Unknown | 50 | 272.5 | 186 | 50 GPM.
35936 | 1976-10-26 | 418.2347 | Cowichan River | 10 | 186 | Yes | Commercial use assumed based on ownership. Incomplete well record and no pumping data. 6-inch , 19 ft well. Assuming small user pumping volume. | Location within Aqs. 186/187/188 | E & M MACHINE SHOP | Unknown | UNK |  | 186
36264 | 1977-01-01 | 340.456 | Cowichan River | 10 | 186 | Yes | Commercial use assumed based on ownership. Incomplete well record and no pumping data. 33 ft, 5-inch well? Assuming small user pumping volume. | Location within Aqs. 186/187/188 | BRADSHAW CONSTRUCTIO | Unknown | UNK |  | 186
36537 | 1977-01-03 | 586.8209 | KoksilahRiver | 3 | -196 | yes | domestic use assumed | Located in 196 (BR aquifer) polygon, but WB sediments are shallow uncolidated S&G Not drilled into BR. | HENRY ZWYNENBURG | Unknown Well Use | 30 |  | 185 | RATE: 30 GPM. REC. PUMP SETTING: 25'
36571 | 1977-01-12 | 207.7022 | Glenora_Creek | 3 | -196 | yes | domestic use assumed | Located in 196 (BR aquifer) polygon, but WB sediments are shallow uncolidated S&G Not drilled into BR. | MILMAN | Unknown Well Use | 10 |  | 185 | RATE: 10 GPM.
36572 | 1977-01-13 | 674.2975 | Glenora_Creek | 3 | 185 | yes | domestic use assumed | Location in 185. | KEN NELSON | Unknown Well Use | 10 |  | 185 | 10 GPM.
36599 | 1977-01-23 | 46.6021 | Cowichan River | 6700 | 186 | Yes | See well survey. NCD Production well No 1. Water use in WELLS appears wrong. Assigning total ave daily use for the well field to each of the production wells | Location within Aqs. 186/187/188 | NORTH COWICHAN DISTRICT | Private Domestic | 2000 | 10900 | 186 | 2000 US GPM.
36727 | 1977-02-23 | 41.8023 | Cowichan River | 6700 | 186 | Yes | See well survey. NCD Production well No 2. Water use in WELLS appears wrong. Assigning total ave daily use for the well field to each of the production wells | Location within Aqs. 186/187/188 | NORTH COWICHAN DISTRICT | Private Domestic | 1500 | 8175 | 186
36824 | 1977-03-15 | 586.7155 | CowichanMainStem | 3 | 185 | yes | domestic use assumed | Location in 185. | STEAV GIBSON | Unknown Well Use | 100 |  | 185 | WELL HAS ABOUT 100 GPM, ESTIMATED BY DRILLER. WELL ALSO HAS IRON IN IT.
36825 | 1977-03-15 | 550.7843 | CowichanMainStem | 3 | 185 | yes | domestic use assumed | Location in 185. | STEAV GIBSON | Unknown Well Use | 2 |  | 185 | YIELD: 2-3 GPM.
36870 | 1977-03-24 | 169.5593 | Cowichan River | 6700 | 186 | Yes | See well survey. NCD Production well No 3. Assigning total ave daily use for the well field to each of the production wells | Location within Aqs. 186/187/188 | NORTH COWICHAN DISTRICT | Water Supply System | 2118 | 11543.1 | 187
36997 | 1977-04-12 | 681.623 | Glenora_Creek | 3 | 185 | yes | domestic use assumed | Location in 185. | THOMASSON CONST | Unknown Well Use | 4 |  | 185 | 4 GPM.
37073 | 1977-04-28 | 737.2309 | Koksilah river | 3 | 186 | Yes | Domestic use assumed based on ownership. | Location within Aqs. 186/187/188 | RON TAYLOR | Unknown | 30 | 163.5 | 186 | 30 GPM. (DRILLER - BLOW TEST)
37079 | 1977-04-29 | 638.6752 | Koksilah river | 3 | 186 | Yes | Domestic use assumed based on ownership. | Location within Aqs. 186/187/188 | BERT ROBERTS | Unknown | 70 | 381.5 | 186 | 70 GPM. (DRILLER - BLOW TEST)
37183 | 1977-05-11 | 853.2211 | Glenora_Creek | 3 | 185 | yes | domestic use assumed | Location in 185. | R ELLISON | Unknown Well Use | 30 |  | 0 | 30 + GPM. (BLOW TEST)
37185 | 1977-05-12 | 549.3868 | Glenora_Creek | 3 | 185 | yes | domestic use assumed | Location in 185. | ROBERT LEE | Unknown Well Use | 20 |  | 185 | YIELD: 20 GPM.
37186 | 1977-05-12 | 714.1139 | CowichanMainStem | 3 | 185 | yes | domestic use assumed | Location in 185. | OTTO LUTHER | Unknown Well Use | 6 |  | 185 | 6 GPM. BLOW TEST.
37432 | 1977-06-15 | 58.1063 | CowichanMainStem | 3 | -196 | yes | domestic use assumed | Located in 196 (BR aquifer) polygon, but WB sediments are shallow uncolidated S&G Not drilled into BR. | ERIC MELGAARD | Unknown Well Use | 10 |  | 0 | 10 GPM.
37743 | 1977-07-22 | 735.4227 | Glenora_Creek | 3 | 185 | yes | domestic use assumed | Location in 185. | HAROLD TATTAM | Unknown Well Use | 15 |  | 185 | 15 GPM.
38268 | 1977-09-29 | 126.0129 | Glenora_Creek | 3 | -196 | yes | domestic use assumed | Located in 196 (BR aquifer) polygon, but WB sediments are shallow uncolidated S&G Not drilled into BR. | GEORGE BRONSON | Unknown Well Use | 4 |  | 185 | YIELD: 4 GPM.
38663 | 1977-12-07 | 745.2338 | Glenora_Creek | 3 | 185 | yes | domestic use assumed | Location in 185. | COLLIN PIERRE | Unknown Well Use | 15 |  | 185 | 15 GPM.
38908 | 1978-01-01 | 593.7231 | KoksilahRiver | 1.8 | 196 | no | domestic use assumed, using max yield est. | Location in 196 & lithology | C SMITHSON | Unknown Well Use | 0.3 |  | 196 | YIELD: 1/3 GPM. WATER QUALITY, GOOD. WATER QUANTITY, UNKNOWN
39341 | 1978-03-01 | 358.8543 | KelvinCreek | 3 | 185 | yes | domestic use assumed | Location in 185. | G GRIER | Unknown Well Use | 0 |  | 0 | YIELD: 3 GALS.
39403 | 1978-03-21 | 386.0728 | KelvinCreek | 3 | 185 | yes | domestic use assumed | Location in 185. | G GRIER | Unknown Well Use | 15 |  | 185 | 15 GPM.
39404 | 1978-03-21 | 439.3845 | KelvinCreek | 3 | 185 | yes | domestic use assumed | Location in 185. | G GRIER | Unknown Well Use | 0 |  | 185
39405 | 1978-03-21 | 261.548 | KelvinCreek | 3 | 185 | yes | domestic use assumed | Location in 185. | G GRIER | Unknown Well Use | 15 |  | 185 | RATE: 15 GPM.
39470 | 1978-04-01 | 624.4648 | Glenora_Creek | 3 | 185 | yes | domestic use assumed | Location in 185. | ROBERT CERIKO | Unknown Well Use | 10 |  | 185 | 10 GPM.
39695 | 1978-05-12 | 77.4724 | Cowichan River | 437 | 187 | Yes | Unknown use. Appears to be a City of Duncan owned well. | Location within Aqs. 186/187/188 | CITY OF DUNCAN | Unknown | 437 | 2381.65 | 187
39795 | 1978-06-01 | 542.1455 | CowichanMainStem | 3 | 185 | yes | domestic use assumed | Location in 185, lithology indicates uncolidated WB formation. | TOM LOBBES | Unknown Well Use | 4 |  | 0 | 4 OR 5 GPM,
39843 | 1978-06-07 | 211.7572 | Koksilah river | 3 | 197 | No | Domestic use assumed based on ownership. | Confined aquifer with thick confining layer. Not connected. T | RON TAYLOR | Unknown | 4 | 21.8 | 197 | 4 GPM.
39849 | 1978-06-09 | 70.0026 | Cowichan River | 9900 | 187 | Yes | See well survey . Assigning total ave daily use for the well field to each of the production wells | Aqs. 186/187/188 are unconfined or semiconfined unconsolidated with good hydraulic communication with the Cowichan River and tributataries | CITY OF DUNCAN | Water Supply System | 2120 | 11554 | 187
39889 | 1978-06-15 | 548.92 | Glenora_Creek | 3 | 185 | yes | domestic use assumed | Location in 185. | DON ELLISON | Unknown Well Use | 100 |  | 185 | THIS WELL PUTS OUT MORE WATER THAN THE 119' WELL (WHICH IS 100+ GPM), ACCORDING TO MRS. ELLISON.
39978 | 1978-06-30 | 726.7176 | KoksilahRiver | 0 | 196 | no | domestic use assumed, remarks indicate well is abondoned. | Location in BR aq. 196 & lithology | OTTOSEN | Unknown Well Use | 0.8 |  | 196 | AIR BLOWN 3/4 GPM. WELL NOT BEING USED.
40043 | 1978-07-03 | 905.471 | Glenora_Creek | 3 | 185 | yes | domestic use assumed | Location in 185. | FRANK GIERC | Unknown Well Use | 10 |  | 185 | 10 GPM.
40107 | 1978-07-14 | 588.8213 | KoksilahRiver | 3 | 196 | no | domestic well | Location in BR aq. 196 & lithology | OTTOSEN | Unknown Well Use | 1 |  | 196 | AIR BLOWN 1 - 1 1/2 GPM.
40123 | 1978-07-17 | 262.0088 | Koksilah river | 3 | 198 | No | Domestic use assumed based on ownership. | Bedrock aquifer. Not connected. | JEFF HARDY | Unknown | 1.5 | 8.175 | 198 | 1.5 GPM.
40159 | 1978-07-20 | 713.7305 | Glenora_Creek | 3 | 185 | yes | domestic use assumed | Location in 185. | COLSTRURN | Unknown Well Use | 5 |  | 185 | 5 GPM.
40160 | 1978-07-20 | 662.8898 | KoksilahRiver | 0 | 196 | no | domestic use assumed, remarks indicate well is abondoned. | Location in BR aq. 196 & lithology | OTTOSEN | Unknown Well Use | 0.5 |  | 196 | WELL IS NOT BEING USED. AIR BLOWN .5 GPM.
40191 | 1978-07-25 | 785.8442 | Koksilah river | 3 | 186 | Yes | Domestic use assumed based on ownership. | Location within Aqs. 186/187/188 | RON TAYLOR | Unknown | 30 | 163.5 | 186 | YIELD 30 GPM.
40192 | 1978-07-25 | 761.9216 | Koksilah river | 3 | 186 | Yes | Domestic use assumed based on ownership. | Location within Aqs. 186/187/188 | RON TAYLOR | Unknown | 10 | 54.5 | 186 | YIELD 10 GPM.
40194 | 1978-07-26 | 734.1181 | Cowichan River | 250 | 186 | Yes | Water Well Survey indicates well is for commercial use, but no pumping info provided. Assuming a medium user with a max pumping rate of 250 cmd. | Location within Aqs. 186/187/188 | KEN ARMOUR | Unknown | 100 | 545 | 186
40404 | 1978-08-18 | 522.8065 | CowichanMainStem | 3 | 185 | yes | domestic use assumed | Location in 185. | A ATKINSON | Unknown Well Use | 15 |  | 185 | BLOW TEST 15-20 GPM.
40475 | 1978-08-30 | 34.0793 | CowichanMainStem | 3 | -196 | yes | domestic use assumed | Located in 196 (BR aquifer) polygon, but WB sediments are shallow uncolidated S&G Not drilled into BR. | BILL VAUX | Unknown Well Use | 10 |  | 0 | AIR BLOWN 10 GPM.
41484 | 1979-01-01 | 693.9309 | Glenora_Creek | 3 | 185 | yes | domestic use assumed | Location in 185. | REG PYWELL | Unknown Well Use | 12 |  | 185 | 12 GPM AT 71'. LOCATED AT THE CORNER OF A GRAVEL PIT.
41485 | 1979-01-01 | 568.9462 | Glenora_Creek | 3 | 185 | yes | domestic use assumed | Location in 185. | REG PYWELL | Unknown Well Use | 12 |  | 185 | 12 GPM AT 90' A BIT OF IRON, SAYS NEIGHBOR.
41601 | 1979-01-19 | 180.6559 | Koksilah river | 3 | 197 | No | Domestic use assumed based on ownership. | Confined aquifer with thick confining layer. Not connected. T | DAVE PRICE | Unknown | 7 | 38.15 | 197 | 7 GPM.
41627 | 1979-01-28 | 143.3176 | Glenora_Creek | 0 | -196 | no | dry hole | No well, dry hole | ANGUS RAMSAY | Unknown Well Use | 0.5 |  | 0 | RATE: 0.5 GPM. DRY HOLE.
41891 | 1979-03-14 | 784.0279 | Cowichan River | 109 | 186 | Yes | Commercial use assumed based on ownership. No pumping data. Using drillers yield est. | Location within Aqs. 186/187/188 | B C FORESTRY | Unknown | 20 | 109 | 186 | 20 GPM AT 27'
42390 | 1979-05-24 | 338.7924 | KelvinCreek | 3 | 185 | yes | domestic use assumed | Location in 185. | COWICHAN VLY REG DIS | Unknown Well Use | 40 |  | 185 | 40 GPM. 50 GPM, WITH NO NOTICEABLE DRAWDOWN.
42429 | 1979-05-30 | 405.787 | KelvinCreek | 0 | 185 | no | lithology suggests no yield | low yield | ARCHERY CLUB | Unknown Well Use | 0 |  | 0
42430 | 1979-05-30 | 405.4824 | KelvinCreek | 10 | 185 | yes | commercial use assumed based on ownership, assuming small user pumping rate (10 m3/d) | Location in 185. | ARCHERY CLUB | Unknown Well Use | 12 |  | 185 | BLOWTEST: 12 GPM. 12 GPM.
42431 | 1979-05-30 | 420.4756 | KelvinCreek | 0 | 185 | no | lithology suggests no yield | low yield | ARCHERY CLUB | Unknown Well Use | 0 |  | 0
42579 | 1979-06-08 | 833.0243 | Glenora_Creek | 3 | 185 | yes | domestic use assumed | Location in 185. | DON ELLISON | Unknown Well Use | 100 |  | 185 | + 100 GPM.
42591 | 1979-06-12 | 273.218 | Glenora_Creek | 3 | 185 | yes | domestic use assumed | Location in 185. | A SCHOLTENS | Unknown Well Use | 20 |  | 185 | 20-30 GPM.
42610 | 1979-06-16 | 216.6818 | Glenora_Creek | 0 | 185 | no | dry hole | No well, dry hole | A SCHOLTENS | Unknown Well Use | 0 |  | 0 | DRY.
42756 | 1979-07-01 | 896.8981 | KelvinCreek | 3 | 196 | no | domestic use assumed | Location in BR aq. 196 & lithology | R HANKINS | Unknown Well Use | 7 |  | 196 | RATE: 7 GPM AT ~ 105'.
42841 | 1979-07-12 | 210.0464 | Glenora_Creek | 3 | -196 | yes | domestic use assumed | Located in 196 (BR aquifer) polygon, but WB sediments are shallow uncolidated S&G Not drilled into BR. | WILLIAM SMITH | Unknown Well Use | 7 |  | 185 | RATE: 7 GPM. REC. PUMPING RATE: 7 GPM. REC. PUMP SETTING: 65' VERY SLIGHT SULPHUR SMELL WHEN DOING THE WASH.
42870 | 1979-07-17 | 25.5329 | Glenora_Creek | 3 | -196 | yes | domestic use assumed | Located in 196 (BR aquifer) polygon, but WB sediments are shallow uncolidated S&G Not drilled into BR. | DON & DAVE CONTRACTI | Unknown Well Use | 25 |  | 185 | 58' AT 25 GPM.
42919 | 1979-07-26 | 937.6985 | Glenora_Creek | 3 | 185 | yes | domestic use assumed | Location in 185. | WILLIAMS KENNETH | Unknown Well Use | 30 |  | 0 | 30 GPM.
43231 | 1979-08-30 | 257.6848 | KoksilahRiver | 0 | -196 | no | dry hole | No well, dry hole | RICHARD PALMER | Unknown Well Use | 0 |  | 0 | NO WATER
43573 | 1979-10-01 | 1176.7187 | Glenora_Creek | 3 | 185 | yes | domestic use assumed | Location in 185. | GEORGE C THERIAULT | Unknown Well Use | 14 |  | 185 | 14 GPM.
43575 | 1979-10-02 | 584.6689 | Glenora_Creek | 3 | 185 | yes | domestic use assumed | Location in 185. | G MCEWAN | Unknown Well Use | 5 |  | 185 | 94' AT 5 GPM.
43679 | 1979-10-19 | 799.983 | Glenora_Creek | 3 | -196 | yes | domestic well | Located in 196 (BR aquifer) polygon, but WB sediments are shallow uncolidated S&G Not drilled into BR. | BRENNICK | Private Domestic | 4 |  | 0 | DRILLED TO 87 FEET BACKFILLED TO 68 FEET. BEDROCK AT 87 FEET.
43693 | 1979-10-23 | 842.6915 | Glenora_Creek | 3 | -196 | yes | domestic well | Located in 196 (BR aquifer) polygon, but WB sediments are shallow uncolidated S&G Not drilled into BR. | BRENNICK | Private Domestic | 7 |  | 0 | DRILLED TO 61 FEET. BACKFILLED TO 44 FEET. BEDROCK AT 61 FEET.
43706 | 1979-10-25 | 791.922 | Glenora_Creek | 0 | -196 | no | dry hole | No well, dry hole | BRENNICK | Private Domestic | 0 |  | 0 | DRY WELL
43707 | 1979-10-25 | 867.6114 | Glenora_Creek | 3 | -196 | yes | domestic use assumed | Located in 196 (BR aquifer) polygon, but WB sediments are shallow uncolidated S&G Not drilled into BR. | BRENNICK | Unknown Well Use | 7 |  | 0 | RATE: 7-8 GPM.
43728 | 1979-10-26 | 1163.7023 | CowichanMainStem | 3 | 185 | yes | Domestic use listed in WELLS | Location in 185. | KEITH MAWBEY | Private Domestic | 0 |  | 0 | WATER QUALITY, SULPHURY. WATER QUANTITY, 10 GPM LOTS
43743 | 1979-10-30 | 578.0658 | KelvinCreek | 0 | 185 | no | dry hole | No well, dry hole | MIKE LANGTRY | Irrigation | 0 |  | 0 | DRY HOLE
43977 | 1979-12-10 | 188.318 | KoksilahRiver | 3 | 196 | no | domestic well | Location in BR aq. 196 & lithology | R PALMER | Private Domestic | 4 |  | 196 | 4 GPM. WELL DRIED UP IN SUMMER 1980. HAS ANOTHER 410', WELL YIELDS 1/4 GPM, COMES UP TO WITHIN 5' AT TOP.
44172 | 1980-01-01 | 516.6675 | KoksilahRiver | 3 | -196 | yes | domestic well | Located in 196 (BR aquifer) polygon, but WB sediments are shallow uncolidated S&G Not drilled into BR. | N BLACK | Private Domestic | 3 |  | 185 | 3 GPM
44174 | 1980-01-01 | 261.2675 | Koksilah river | 3 | 186 | Yes | Domestic use listed in WELLS | Location within Aqs. 186/187/188 | NOEL DINSDALE | Private Domestic | UNK |  | 186
44176 | 1980-01-01 | 309.2857 | Koksilah river | 3 | 186 | Yes | Domestic use listed in WELLS | Location within Aqs. 186/187/188 | JACK MCLEOD | Private Domestic | UNK |  | 186
44178 | 1980-01-01 | 372.8211 | Koksilah river | 3 | 186 | Yes | Domestic use listed in WELLS | Location within Aqs. 186/187/188 | S COWICHAN LAWN TENN | Private Domestic | UNK |  | 186
44325 | 1980-01-22 | 234.8079 | KoksilahRiver | 3 | -196 | yes | domestic well | Located in 196 (BR aquifer) polygon, but WB sediments are shallow uncolidated S&G Not drilled into BR. | T LAROSE | Private Domestic | 10 |  | 185 | WATER QUALITY - RUSTY. DRILLED TO 92 FEET. BEDROCK AT 86 FEET. BACKFILLED TO 52 FEET.
44353 | 1980-01-31 | 515.2591 | Koksilah river | 3 | 186 | Yes | Domestic use listed in WELLS | Location within Aqs. 186/187/188 | INDIAN RES | Private Domestic | 15 | 81.75 | 186 | 15 GPM.
44460 | 1980-02-25 | 632.7929 | CowichanMainStem | 3 | 185 | yes | Domestic use listed in WELLS | Location in 185. | DAVE LUTHER | Private Domestic | 15 |  | 185 | 15 GPM.
44871 | 1980-04-24 | 125.7566 | Koksilah river | 0 | 187 | No | Abandoned (WELLS). See Well Survey - using well 108139 | No well - Abandoned | DOMANS | Abandoned | 400 | 2180 | 187 | 400 GPM. 2013-PROPERTY NOW OWNED BY WESTERN FOREST PRODUCTS, THEY ARE NO LONGER USING THIS WELL.
44990 | 1980-05-07 | 1719.9357 | KoksilahRiver | 3 | 196 | no | domestic use assumed | Location in BR aq. 196 & lithology | DON SHAW | Unknown Well Use | 2 |  | 196 | RATE: 2 GPM. SALT WATER.
45040 | 1980-05-14 | 203.495 | KoksilahRiver | 3 | 196 | no | domestic well | Location in BR aq. 196 & lithology | JIM WARE | Private Domestic | 4 |  | 196
45114 | 1980-05-23 | 552.3279 | Koksilah river | 250 | 186 | Yes | Included in Well Survey but no use data obtained. A second well on the property is WTN 68776. Assuming a max medium user pumping rate of 250 cmd. | Location within Aqs. 186/187/188 | THE OLD FARM MARKET | Water Supply System | 60 | 327 | 186 | 60 GPM. WELL ORIGINALLY DRILLED FOR BC HYDRO
46699 | 1980-11-28 | 937.7357 | CowichanMainStem | 0 | 185 | no | dry hole | No well, dry hole | S MITCHELL | Irrigation | 0 |  | 0 | DRY HOLE
46989 | 1981-01-01 | 645.1348 | CowichanMainStem | 3 | 185 | yes | Domestic use listed in WELLS | Location in 185. | K CONLEY | Private Domestic | 15 |  | 185 | 20 GPM. LOTS OF IRON. HAS FILTER.
46990 | 1981-01-01 | 93.8399 | Glenora_Creek | 3 | -196 | yes | domestic well | Located in 196 (BR aquifer) polygon, but WB sediments are shallow uncolidated S&G Not drilled into BR. | R HENDERSON | Private Domestic | 10 |  | 185 | RATE: 10 GPM. WATER QUALITY, GOOD.
47126 | 1981-01-26 | 766.7302 | Glenora_Creek | 20 | -196 | yes | Irrigation use listed, using listed yield | Located in 196 (BR aquifer) polygon, but WB sediments are shallow uncolidated S&G Not drilled into BR. | FRANK LASZCZYK | Irrigation | 20 |  | 185 | RATE: + 20 GPM. 42 GPM STEADY, 60 GPM POSSIBLE. WATER QUANTITY, EXCELLENT. WATER QUALITY, JUST HOOKING UP IRRIGATION NOW.
47204 | 1981-02-10 | 429.8329 | HoltCreek | 270 | 185 | yes | Commercial use listed in WELLS. Setting to estimated yield | Location in 185. | MACMILLAN BLOEDEL | Commercial and Industrial | 50 |  | 0 | 50 GPM. REC. PUMPING RATE: 25 GPM. REC. PUMP SETTING: 30'. WATER QUALITY, GOOD.
47370 | 1981-03-10 | 601.0329 | Cowichan River | 3 | 186 | Yes | Domestic use listed in WELLS | Location within Aqs. 186/187/188 | WES VOTH CONSTRUCTIO | Private Domestic | 8 | 43.6 | 186 | 8 GPM.
47386 | 1981-03-13 | 833.9044 | CowichanMainStem | 270 | 185 | yes | Irrigation use listed in WELLS. Setting to estimated yield | Location in 185. | SAM MITCHELL | Irrigation | 50 |  | 0 | 50 GPM. WATER QUALITY/QUANTITY, GOOD.
47724 | 1981-04-22 | 779.0252 | CowichanMainStem | 3 | 185 | yes | Domestic use listed in WELLS | Location in 185. | BOB CARLSON | Private Domestic | 10 |  | 185 | 10 GPM.
47932 | 1981-05-12 | 495.8516 | Glenora_Creek | 3 | 185 | yes | Domestic use listed in WELLS | Location in 185. | G FALL | Private Domestic | 8 |  | 0 | 8 GPM. WATER QUALITY, GOOD. WATER QUANTITY, NO PROBLEM.
48582 | 1981-07-14 | 402.3264 | Koksilah river | 163.5 | 186 | Yes | Included in well survey, but no info provided. Using drillers yield est. | Location within Aqs. 186/187/188 | S COWICHAN LAWN TENN | Irrigation | 30 | 163.5 | 188 | 30 GPM. WATER QUALITY/QUANTITY, GOOD.
48645 | 1981-07-22 | 104.507 | KoksilahRiver | 3 | 196 | no | domestic well | Location in BR aq. 196 & lithology | SHAWN SHAW | Private Domestic | 10 |  | 196 | RATE: 10 GPM. WATER QUANTITY/QUALITY: GOOD. SERVES TWO HOUSES.
48700 | 1981-07-30 | 739.5672 | Glenora_Creek | 3 | -196 | yes | domestic use assumed | Located in 196 (BR aquifer) polygon, but WB sediments are shallow uncolidated S&G Not drilled into BR. | BRENNICK | Unknown Well Use | 4 |  | 0 | RATE: 4 GPM.
48755 | 1981-08-04 | 841.1993 | Glenora_Creek | 3 | -196 | yes | domestic well | Located in 196 (BR aquifer) polygon, but WB sediments are shallow uncolidated S&G Not drilled into BR. | BRENNICK | Private Domestic | 20 |  | 0 | 20 GPM.
48763 | 1981-08-05 | 706.3166 | Glenora_Creek | 3 | -196 | yes | domestic well | Located in 196 (BR aquifer) polygon, but WB sediments are shallow uncolidated S&G Not drilled into BR. | BRENNICK | Private Domestic | 20 |  | 0 | RATE: 20 GPM.
48802 | 1981-08-10 | 286.7399 | Glenora_Creek | 3 | -196 | yes | domestic well | Located in 196 (BR aquifer) polygon, but WB sediments are shallow uncolidated S&G Not drilled into BR. | HUBERT MENDENHALL | Private Domestic | 5 |  | 185 | WATER QUALITY, GOOD. RATE: 5 GPM.
48803 | 1981-08-11 | 291.9542 | Glenora_Creek | 3 | -196 | yes | domestic well | Located in 196 (BR aquifer) polygon, but WB sediments are shallow uncolidated S&G Not drilled into BR. | HUBERT MENDENHALL | Private Domestic | 1 |  | 0 | DRY WELL. RATE: .75 GPM.
49563 | 1981-11-17 | 1185.7071 | Glenora_Creek | 3 | 185 | yes | Domestic use listed in WELLS | Location in 185. | MYRAN | Private Domestic | 12 |  | 185 | WATER QUALITY, GOOD. WATER QUANTITY, LOTS. 12 GPM.
50302 | 1982-05-21 | 107.4947 | Glenora_Creek | 0 | -196 | no | dry hole | No well, dry hole | ANDY ROBILLIARD | Unknown Well Use | 0 |  | 0 | DRY
50303 | 1982-05-21 | 53.5844 | Glenora_Creek | 3 | 196 | no | domestic well, possibly abondoned due to poor WQ | Location in BR aq. 196 & lithology | ANDY ROBILLIARD | Unknown Well Use | 2 |  | 0 | 2 GPM, SALTY WATER. PULLED CASING.
50706 | 1982-07-26 | 136.8039 | Koksilah river | 3 | 198 | No | Domestic use listed in WELLS | Well set in bedrock. Assumed not connected | L JENSEN | Private Domestic | 20 | 109 | 198 | 20 GPM. WATER CLOUDY IN FALL, BUT CLEAR IN OTHER TIMES.
51194 | 1982-10-19 | 711.4955 | CowichanMainStem | 3 | 185 | yes | Domestic use listed in WELLS | Location in 185. | INDIAN BAND | Private Domestic | 20 |  | 185 | 20 GPM
51197 | 1982-10-20 | 187.0894 | Glenora_Creek | 3 | -196 | yes | domestic well | Located in 196 (BR aquifer) polygon, but WB sediments are shallow uncolidated S&G Not drilled into BR. | WM MELLON | Private Domestic | 2 |  | 185 | RATE: 2 GPM WATER OKAY, NO PROBLEMS WITH SHORTAGE IN THE SUMMER.
51323 | 1982-11-17 | 106.9496 | Koksilah river | 3 | 196 | No | Domestic use assumed based on ownership. | Well set in bedrock. Assumed not connected | L KOPP | Unknown | 4 | 21.8 | 196 | RATE: 4 GPM.
51920 | 1983-03-10 | 776.4452 | Glenora_Creek | 3 | 185 | yes | Domestic use listed in WELLS | Location in 185. | W EVANS | Private Domestic | 6 |  | 185 | 6 GPM.
51921 | 1983-03-10 | 817.6948 | Glenora_Creek | 3 | 185 | yes | Domestic use listed in WELLS | Location in 185. | W EVANS | Private Domestic | 6 |  | 185 | 6 GPM.
51944 | 1983-03-19 | 242.0075 | KoksilahRiver | 3 | 196 | no | domestic well | Location in BR aq. 196 & lithology | BOB JACKSON | Private Domestic | 35 |  | 185 | GOOD WATER, LOTS OF IT. RATE: 35 GPM.
52015 | 1983-04-11 | 166.8107 | Glenora_Creek | 3 | 196 | no | domestic well | Location in BR aq. 196 & lithology | K J MUIR | Private Domestic | 5 |  | 185 | RATE: 5-6 GPM.
52089 | 1983-04-29 | 1035.9026 | KoksilahRiver | 3 | 196 | no | domestic well | Location in BR aq. 196 & lithology | L HOLMAN | Private Domestic | 6 |  | 196 | RATE: 6 GPM. WATER TERRIBLE, SULPHUR.
52271 | 2009-10-07 | 622.2219 | Glenora_Creek | 3 | 185 | yes | Domestic use listed in WELLS | Location in 185. | GREG NOONAN | Private Domestic | 10 |  | 185 | 10 GPM DEEPENED WELL.
52348 | 1983-06-23 | 536.7219 | KoksilahRiver | 3 | 196 | no | domestic well | Location in BR aq. 196 & lithology | D BROADBENT | Private Domestic | 4 |  | 196 | 4 GPM.
52512 | 1983-07-25 | 83.453 | Cowichan River | 3 | 188 | Yes | Domestic use listed in WELLS | Location within Aqs. 186/187/188 | STEWART HAGAR | Private Domestic | 30 | 163.5 | 188 | 30+ US GPM.
52520 | 1983-07-27 | 816.3256 | Glenora_Creek | 3 | 185 | yes | Domestic use listed in WELLS | Location in 185. | SID KERSHAW | Private Domestic | 5 |  | 185 | 5 GPM.
52608 | 1983-08-15 | 804.3218 | KoksilahRiver | 3 | 196 | no | domestic well | Location in BR aq. 196 & lithology | DENNIS RAMSHAW | Private Domestic | 8 |  | 196 | 8 GPM. WELLS NEAR HOUSE.
52795 | 1983-09-22 | 798.7601 | CowichanMainStem | 3 | 185 | yes | Domestic use listed in WELLS | Location in 185. | DALE SCHNEIDER | Private Domestic | 8 |  | 185 | 8 GPM.
52876 | 1983-10-08 | 486.2542 | Koksilah river | 3 | 186 | Yes | Domestic use listed in WELLS | Location within Aqs. 186/187/188 | ISLAND DRYCO | Private Domestic | 20 | 109 | 186 | 20 GPM WATER NOT BAD, BUT BROWN
53082 | 1983-12-03 | 203.7512 | Cowichan River | 6700 | 187 | Yes | See well survey. NCD Production well No 4. Assigning total ave daily use for the well field to each of the production wells | Location within Aqs. 186/187/188 | NORTH COWICHAN DISTRICT | Water Supply System | 2513 | 13695.85 | 187 | SEE NTS REPORT 92 B/13 #67
53093 | 1983-12-08 | 711.6865 | Glenora_Creek | 3 | -196 | yes | domestic well | Located in 196 (BR aquifer) polygon, but WB sediments are shallow uncolidated S&G Not drilled into BR. | HUBERT MENDENHALL | Private Domestic | 3 |  | 185 | DEPTH TO BEDROCK IS 60 FEET. WELL WAS DRILLED TO BEDROCK THEN WAS BACKFILLED TO 36 FEET.
53193 | 1984-01-01 | 109.1593 | Cowichan River | 3 | 186 | Yes | Domestic use assumed based on ownership. | Location within Aqs. 186/187/188 | S HAGAR | Unknown | UNK |  | 186
53195 | 1984-01-01 | 596.4833 | Cowichan River | 136.25 | 186 | Yes | Irrigation well. Included in well survey, but no info provided. Using drillers yield est. | Location within Aqs. 186/187/188 | BLACKELEY | Irrigation | 25 | 136.25 | 186 | 25 US GPM. REPORTED THAT DUE TO HIGH IRON CONTENT OF THE GROUNDWATER, PUMP IS REMOVED AT THE END OF SUMMER, YEARLY.
53293 | 1984-02-01 | 585.5066 | Glenora_Creek | 3 | 196 | no | Domestic use listed in WELLS | Lithology suggest this is a bedrock well | GORDON GRIER | Private Domestic | 3.5 |  | 196 | JAN.1990 CURRENT OWNER DALLAS MCGREGOR COMPLAINED GAS COMING OUT OF TAP IN MORNING.WHEN LIGHTED A BLUE FLAME EXISTS FOR A SHORT TIME.
53322 | 1984-02-24 | 544.0931 | Glenora_Creek | 3 | 196 | no | Domestic use listed in WELLS | Bedrock Well | GORDON GRIER | Private Domestic | 1.5 |  | 196 | RATE: 1.5 GPM.
53521 | 1984-05-01 | 513.4225 | CowichanMainStem | 3 | 185 | yes | domestic use assumed | Location in 185. | DEPT OF IND AFFAIRS | Unknown Well Use | 15 |  | 185 | + 15 GPM.
53536 | 1984-05-04 | 350.5318 | Koksilah river | 3 | 186 | Yes | Domestic use listed in WELLS | Location within Aqs. 186/187/188 | COWICHAN INDIAN BAND | Private Domestic | UNK |  | UNK | DRY HOLE.
53582 | 1984-05-22 | 248.7544 | CowichanMainStem | 3 | 185 | yes | Domestic use listed in WELLS | Location in 185. | RICK PETERS | Private Domestic | 10 |  | 185 | 10 GPM.
53583 | 1984-05-23 | 413.5762 | CowichanMainStem | 3 | 185 | yes | Domestic use listed in WELLS | Location in 185. | WALLY ANTOINE | Private Domestic | 4 |  | 185 | 4 GPM.
53860 | 1984-08-03 | 789.5726 | Koksilah river | 3 | 186 | Yes | Domestic use listed in WELLS | Location within Aqs. 186/187/188 | GORDON STILL | Private Domestic | 30 | 163.5 | 186 | GOOD WELL, HARD, TOO MUCH BACTERIA IN DUG WELL. RATE: 30 GPM.
53911 | 1984-08-17 | 277.3826 | Glenora_Creek | 3 | 185 | yes | Domestic use listed in WELLS | Location in 185. | WOOLAM | Private Domestic | 10 |  | 185 | 10 GPM.
53982 | 1984-08-30 | 545.0303 | KoksilahRiver | 3 | -196 | yes | domestic well | Located in 196 (BR aquifer) polygon, but WB sediments are shallow uncolidated S&G Not drilled into BR. | JAKE BOSCH | Private Domestic | 10 |  | 185 | EXCELLENT WATER. 10-12 GPM
54036 | 1984-09-11 | 1015.4589 | Glenora_Creek | 3 | 185 | yes | Domestic use listed in WELLS | Location in 185. | MILLAR | Private Domestic | 6 |  | 185 | 6 GPM. "REAL GOOD WATER".
54536 | 1985-02-13 | 537.9078 | Koksilah river | 1362.5 | 188 | Yes | Water supply use listed in WELLS. No pumping data. Using drillers yield est. | Location within Aqs. 186/187/188 | COWICHAN BAY WATER D | Water Supply System | 250 | 1362.5 | 188 | 250 GPM.
54631 | 1985-04-01 | 408.8107 | CowichanMainStem | 3 | 185 | yes | Domestic use listed in WELLS | Location in 185. |  | Private Domestic | 5 |  | 185 | 5 GPM.
55146 | 1985-08-12 | 559.4689 | KoksilahRiver | 0 | -196 | no | Domestic use, assuming dry hole | No well, dry hole assumed | PHYLLIS HODGSON | Private Domestic | 0 |  | 0
55147 | 1985-08-12 | 461.6163 | KoksilahRiver | 0 | -196 | no | Domestic use, assuming dry hole | No well, dry hole assumed | PHYLLIS HODGSON | Private Domestic | 0 |  | 0
55154 | 1985-08-14 | 429.0453 | KoksilahRiver | 0 | -196 | no | Domestic use, remarks state well abondoned | No well, abondoned | PHYLLIS HODGSON | Private Domestic | 5 |  | 185 | EST. WELL YIELD: 5 GPM.
55189 | 1985-08-20 | 433.1222 | KoksilahRiver | 0 | -196 | no | Domestic use, assuming dry hole | No well, dry hole assumed | E HODGESON | Private Domestic | 0 |  | 0
55190 | 1985-08-20 | 354.0479 | KoksilahRiver | 3 | -196 | yes | domestic well | Located in 196 (BR aquifer) polygon, but WB sediments are shallow uncolidated S&G Not drilled into BR. | E HODGESON | Private Domestic | 2.5 |  | 185 | EST. WELL YIELD: 2.3 GPM
55475 | 1985-10-29 | 950.7983 | KoksilahRiver | 3 | 196 | no | domestic well | Location in BR aq. 196 & lithology | DENNES SMITH | Private Domestic | 1.5 |  | 196 | EST. WELL YIELD: 1 1/2 GPM.
55476 | 1985-10-30 | 459.1079 | Glenora_Creek | 3 | 185 | yes | Domestic use listed in WELLS | Location in 185. | BILL MINER | Private Domestic | 1.5 |  | 185 | EST. WELL YIELD: 1 1/2 GPM
55516 | 1985-11-08 | 380.694 | Glenora_Creek | 3 | 185 | yes | Domestic use listed in WELLS | Location in 185. | BILL MINER | Private Domestic | 0 |  | 185
55544 | 1985-11-19 | 907.0107 | Glenora_Creek | 200 | 185 | yes | Irrigation use listed in WELLS. Setting to estimated yield | Location in 185. | RAY ELLISON | Irrigation | 40 |  | 0 | EST. WELL YIELD: 40+ GPM.
55545 | 1985-11-19 | 930.2269 | Glenora_Creek | 200 | 185 | yes | Irrigation use listed in WELLS. Setting to estimated yield | Location in 185. | RAY ELLISON | Irrigation | 40 |  | 0 | 40+ GPM.
55679 | 1986-01-01 | 293.2553 | KoksilahRiver | 0 | -196 | no | abondoned | No well, abondoned | E HODGSON | Unknown Well Use | 0 |  | 0
55754 | 1986-02-05 | 367.7496 | KoksilahRiver | 3 | -196 | yes | domestic well | Located in 196 (BR aquifer) polygon, but WB sediments are shallow uncolidated S&G Not drilled into BR. | ANDY WHITTAKER | Private Domestic | 3 |  | 185 | EST. WELL YIELD: 3 GPM.
55764 | 1986-02-10 | 604.9746 | Glenora_Creek | 3 | -196 | yes | domestic well | Located in 196 (BR aquifer) polygon, but WB sediments are shallow uncolidated S&G Not drilled into BR. | JACK PHILLPS | Private Domestic | 30 |  | 0 | 30 GPM.
55901 | 1986-04-16 | 411.0316 | CowichanMainStem | 3 | 185 | yes | Domestic use listed in WELLS | Location in 185. | MORISE SITKO | Private Domestic | 20 |  | 185 | 20 GPM
55911 | 1986-04-21 | 50.2549 | Glenora_Creek | 3 | -196 | yes | domestic well | Located in 196 (BR aquifer) polygon, but WB sediments are shallow uncolidated S&G Not drilled into BR. | FRANZ SCHACHINGER | Private Domestic | 15 |  | 185 | EST. WELL YIELD: 15 GPM. REC. PUMPING RATE: 15 GPM. REC. PUMP SETTING: 50 FT.
55992 | 1986-05-13 | 540.0753 | Koksilah river | 2725 | 187 | Yes | Mainstem well (ocean farms hatchery). Assigning total ave daily use from well field to all Mainstem wells (10,200 m3/d). Using estimated yield as dailing pumping exceed well yield for this well | Location within Aqs. 186/187/188 | OCEAN FARMS LTD | Commercial and Industrial | 500 | 2725 | 187 | + 500 GPM.
56065 | 1986-06-02 | 501.5856 | Glenora_Creek | 3 | 185 | yes | Domestic use listed in WELLS | Location in 185. | FRANK GIERC | Private Domestic | 25 |  | 185 | 25 GPM.
56208 | 1986-07-04 | 948.5912 | Glenora_Creek | 3 | 185 | yes | Domestic use listed in WELLS | Location in 185. | GORDON STILL | Private Domestic | 20 |  | 185 | + 20 GPM.
56215 | 1986-07-09 | 132.9904 | KelvinCreek | 3 | 185 | yes | domestic use assumed | Location in 185. | JACK HUTCHINSON | Unknown Well Use | 20 |  | 0 | EST. WELL YIELD: 20 GPM.
56216 | 1986-07-09 | 326.9099 | KelvinCreek | 0 | 185 | no | remarks suggest well abondoned | No well, abondoned | JACK HUTCHINSON | Unknown Well Use | 9 |  | 0 | 9 GPM. HOLE WAS NOT COMPLETED. CASING 107 FT.
56217 | 1986-07-09 | 211.887 | KelvinCreek | 0 | 185 | no | litholgy indicates dry hole | No well, dry hole | JACK HUTCHINSON | Unknown Well Use | 0 |  | 0 | CASING 98 FT. CASING WAS PULLED.
56264 | 1986-07-18 | 520.0744 | Koksilah river | 1635 | 188 | Yes | Mainstem well (ocean farms hatchery). Assigning total ave daily use from well field to all Mainstem wells (10,200 m3/d). Using estimated yield as dailing pumping exceed well yield for this well | Location within Aqs. 186/187/188 | OCEAN FARMS LTD | Commercial and Industrial | 300 | 1635 | 188 | + 300 GPM.
56412 | 1986-08-27 | 186.9234 | Glenora_Creek | 3 | 185 | yes | domestic use assumed | Location in 185. | A SNOPAJTIS | Unknown Well Use | 6 |  | 185 | EST. WELL YIELD: 6 GPM.
56579 | 1986-09-29 | 1095.7336 | Glenora_Creek | 3 | 185 | yes | Domestic use listed in WELLS | Location in 185. | J TULIP | Private Domestic | 3 |  | 185 | 3 GPM. WATER QUALITY: TASTES GOOD, OWNER SAYS. PLEASE NOTE THAT THIS WELL RECORD REPRESENTS WELL NO. # 7, SEC. 11 , RGE. 4. QUAMICHAN DISTR.CHECK RECORDS
56652 | 1986-10-17 | 617.8921 | CowichanMainStem | 3 | 185 | yes | Domestic use listed in WELLS | Location in 185. | D LUDVIGSON | Private Domestic | 30 |  | 185 | EST. WELL YIELD: 30 GPM.
56657 | 1986-10-20 | 182.8674 | CowichanMainStem | 0 | -196 | no | litholgy indicates dry hole | No well, dry hole | D DIDDENS | Private Domestic | 0 |  | 0
56658 | 1986-10-20 | 150.7251 | CowichanMainStem | 0 | 196 | no | litholgy indicates well abondoned | No well, abondoned | D DIDDENS | Private Domestic | 0.5 |  | 196 | 1/2 GPM.
56684 | 1986-10-31 | 374.4361 | CowichanMainStem | 3 | 196 | no | Domestic use listed in WELLS | shallow bedrock well | G FERGUSEN | Private Domestic | 5 |  | 196 | EST. WELL YIELD: 5 GPM.
56695 | 1986-11-03 | 519.6529 | CowichanMainStem | 250 | 185 | yes | Irrigation use listed in WELLS. Assuming medium user rate (250cmd) | Location in 185. | G FERGUSEN | Irrigation | 60 |  | 185 | EST. WELL YIELD: 60 + GPM.
56747 | 1986-11-25 | 67.7788 | CowichanMainStem | 3 | -196 | yes | domestic well | Located in 196 (BR aquifer) polygon, but WB sediments are shallow uncolidated S&G Not drilled into BR. | D J DIDDENS | Private Domestic | 8 |  | 0 | 8 GPM. IRON CONTENT
56954 | 1987-03-25 | 405.751 | Cowichan River | 0 | 188 | Yes | MoE obs well. | Location within Aqs. 186/187/188 | Ministry of Environment | Obs. Well # 297 | 104 | 566.8 | 188 | OLD OBS WELL # WR-297-87 EQUIS SITE NO 1401966
59652 | 1991-05-01 | 217.6093 | Cowichan River | 2523.35 | 186 | Yes | Water supply well for hatchery. No pumping info. Using drillers yield est (WELLS) | Location within Aqs. 186/187/188 | DUNCAN FISH HATCHERY | Water Supply System | 463 | 2523.35 | 186 | TW 89-2
59654 | 1991-05-01 | 193.2312 | Cowichan River | 0 | 186 | Yes | Listed as MoE obs well | Location within Aqs. 186/187/188 | DUNCAN FISH HATCHERY | Obs. Well # 318 | 100 | 545 | 186 | OBS WELL & 318 WELL BACKFILLED TO 54'
62677 | 1981-04-27 | 1691.6266 | KoksilahRiver | 3 | 196 | no | domestic well | Location in BR aq. 196 & lithology | GREG LINCOLN | Private Domestic | 1 |  | 196
62971 | 1987-04-20 | 372.7002 | Koksilah river | 545 | 186 | Yes | Irrigation well included in Survey. Assuming a small level of use, based on notes indicating a small property and the well or busines is not in use. | Location within Aqs. 186/187/188 | ADVANCE OPR. LTD. | Irrigation | 100 | 545 | UNK
63021 | 1993-09-24 | 545.4594 | KoksilahRiver | 10 | 196 | no | commercial use listed, assuming small user (10 m3/d) | Location in BR aq. 196 & lithology | JAKE BOSCH | Commercial and Industrial | 2.5 |  | 0
63059 |  | 592.8307 | CowichanMainStem |  | 185 | no | no estimate - not enough information |  | STEVE GIBSON | Private Domestic | 0 |  | 0
63060 |  | 102.1473 | CowichanMainStem | 3 | 196 | no | assuming domestic use | Lthology not provided, assuming bedrock well based on location | KEN & VIANN VAUX |  | 4 |  | 0
63063 | 1992-04-08 | 456.5767 | Glenora_Creek | 3 | -196 | yes | domestic well | Located in 196 (BR aquifer) polygon, but WB sediments are shallow uncolidated S&G Not drilled into BR. | CAVIN GROUP | Private Domestic | 3 |  | 0
63131 |  | 233.9159 | KoksilahRiver |  | 185 | no | no estimate - not enough information |  | LINDAY MARLENE |  | 0 |  | 0
63132 |  | 138.8535 | KoksilahRiver | 3 | 196 | no | domestic well | Lthology not provided, assuming bedrock well based on location | WILLIAM JACKSON | Private Domestic | 12 |  | 0
63139 | 1994-08-03 | 108.3061 | HoltCreek | 0 | -196 | no | dry hole | No well, dry hole | MACMILLAN BLOEDEL | Commercial and Industrial | 0 |  | 0 | DRY HOLE, FILLED WITH BENTONITE AND SEALED
63140 | 1994-09-03 | 231.9987 | HoltCreek | 0 | -196 | no | dry hole | No well, dry hole | MACMILLIAN BLOEDEL | Commercial and Industrial | 0 |  | 0 | DRY HOLE, FILLED WITH BENTONITE AND SEALED
63148 | 1994-11-24 | 222.1458 | Glenora_Creek | 3 | 185 | yes | Domestic use listed in WELLS | Location in 185. | JOHN CLARKSON | Private Domestic | 15 |  | 0
63427 | 1987-02-18 | 142.0391 | KelvinCreek |  | 185 | no | no estimate - not enough information |  | HUTCHISON | Private Domestic | 0 |  | 0 | STEEL CASING,.250 THICK,
63428 | 1987-02-26 | 716.2856 | Glenora_Creek | 3 | 185 | yes | Domestic use listed in WELLS | Location in 185. | MOORE NEIL | Private Domestic | 35 |  | 0 | STEEL CASING,0.0 TO 155.0,.250 THICK,
63432 | 1987-04-30 | 55.6983 | KelvinCreek | 250 | 185 | yes | Irrigation use listed in WELLS. Assuming medium user rate (250cmd) | Location in 185. | HUTCHINSON | Irrigation | 100 |  | 0 | STEEL CASING, CONTINUOUS,STAINLESS STEEL,PUMP TEST RATE 60 GPM,5 FT AFTER HRS
63435 | 1987-05-13 | 160.0487 | KoksilahRiver | 3 | 196 | no | domestic well | Lthology not provided, assuming bedrock well based on location | FRITZ W E | Private Domestic | 2 |  | 0 | STEEL CASING,0.0 TO 9.0,.250 THICK,
63452 | 1987-08-19 | 657.2599 | KoksilahRiver | 3 | -196 | yes | domestic well | Located in 196 (BR aquifer) polygon, but WB sediments are shallow uncolidated S&G Not drilled into BR. | FOLL J | Private Domestic | 0 |  | 0 | STEEL CASING,0.0 TO 42.5,.250 THICK,17.16 LBS, CONTINUOUS,STAINLESS STEEL,PUMP TEST RATE 20 USGM,
63456 | 1987-10-08 | 379.9391 | Glenora_Creek | 3 | 185 | yes | Domestic use listed in WELLS | Location in 185. | CALLBREATH RANDAL | Private Domestic | 5 |  | 0 | STEEL CASING,0.0 TO 4.5,.250 THICK,
63457 | 1987-10-09 | 304.2272 | Glenora_Creek | 3 | 185 | yes | Domestic use listed in WELLS | Location in 185. | NELSON L | Private Domestic | 10 |  | 0 | CASING 0.0 TO 74.0,.250 THICK,
63458 | 1987-10-13 | 464.1585 | Glenora_Creek | 3 | 185 | yes | Domestic use listed in WELLS | Location in 185. | HANCOCK M | Private Domestic | 6 |  | 0 | STEEL CASING,0.0 TO 98.0,.250 THICK,
63466 | 1987-04-21 | 491.5593 | Koksilah river | 545 | 186 | Yes | Mainstem well (ocean farms hatchery). Assigning total ave daily use from well field to all Mainstem wells (10,200 m3/d). Using estimated yield as dailing pumping exceed well yield for this well | Location within Aqs. 186/187/188 | OCEAN FARMS LTD | Commercial and Industrial | 100 | 545 | UNK | STEEL CASING,0.0 TO 32.0,.264 THICK, CONTINUOUS,STAINLESS STEEL,
63467 | 1987-06-05 | 577.2004 | Koksilah river | 2725 | 186 | Yes | Mainstem well (ocean farms hatchery). Assigning total ave daily use from well field to all Mainstem wells (10,200 m3/d). Using estimated yield as dailing pumping exceed well yield for this well | Location within Aqs. 186/187/188 | OCEAN FARMS HATCHERY | Other | 500 | 2725 | UNK | STEEL CASING,0.250 THICK, CONTINUOUS,STAINLESS STEEL, WATER WELL USE IF FOR WATER DISPOSAL
63468 | 1987-06-06 | 526.5405 | Koksilah river | 2725 | 186 | Yes | Mainstem well (ocean farms hatchery). Assigning total ave daily use from well field to all Mainstem wells (10,200 m3/d). Using estimated yield as dailing pumping exceed well yield for this well | Location within Aqs. 186/187/188 | OCEAN FARMS HATCHERY | Other | 500 | 2725 | UNK | STEEL CASING,0.250 THICK, CONTINUOUS,STAINLESS STEEL,
63469 | 1987-02-01 | 477.5663 | Koksilah river | 5995 | 186 | Yes | Mainstem well (ocean farms hatchery). Assigning total ave daily use from well field to all Mainstem wells (10,200 m3/d). Using estimated yield as dailing pumping exceed well yield for this well | Location within Aqs. 186/187/188 | OCEAN FARMS LTD | Commercial and Industrial | 1100 | 5995 | UNK | STEEL CASING,0.0 TO 95.0, CONTINUOUS,STAINLESS STEEL,
63471 | 1987-09-09 | 23.2618 | Glenora_Creek | 3 | 185 | yes | Domestic use listed in WELLS | Location in 185. | HULL STAN | Private Domestic | 1 |  | 0 | CASING 0.0 TO 28.0,.250 THICK, CONTINUOUS,STAINLESS STEEL,
63474 | 1987-10-15 | 182.1046 | Glenora_Creek | 3 | -196 | yes | domestic well, poor WQ noted | Located in 196 (BR aquifer) polygon, but WB sediments are shallow uncolidated S&G Not drilled into BR. | LAY RAYMOND | Private Domestic | 4 |  | 0 | ALTERATION BY DRILLWELL 1993-06-25. WELL RATED AT 4 GPM, BUT NEVER DID CLEAN UP AND YIELD WAS LESS THAN 1 GPM.
63482 | 1987-11-10 | 75.6055 | Koksilah river | 3 | 186 | Yes | Domestic use listed in WELLS | Location within Aqs. 186/187/188 | BRIGGS | Private Domestic | 10 | 54.5 | UNK | STEEL CASING,.250 THICK, OPEN BOTTOM,PUMP TEST RATE 10 GPM,
63493 | 1987-12-15 | 812.881 | Glenora_Creek | 80 | 185 | yes | Water supply well listed in WELLS. Using estimated yield. | Location in 185. | ALFRED BRAUN | Water Supply System | 15 |  | 0 | STEEL CASING,0.0 TO 32.0,.250 THICK,
63494 | 1987-12-16 | 349.383 | CowichanMainStem | 19 | 185 | yes | commercial use assumed based on ownership, assuming small user pumping rate (10 m3/d) | Location in 185. | FISH & GAME CLUB | Private Domestic | 7 |  | 0 | STEEL CASING,0.0 TO 73.0,.250 THICK,
63516 | 1989-12-19 | 186.4534 | Koksilah river | 3 | 186 | Yes | Domestic use assumed based on ownership. | Location within Aqs. 186/187/188 | LOROSE DEBBIE |  | UNK |  | UNK | CASING
63523 | 1986-03-11 | 238.6535 | Koksilah river | 3 | 186 | Yes | Domestic use listed in WELLS | Location within Aqs. 186/187/188 | DANIELSON DIANE | Private Domestic | 25 | 136.25 | UNK | STEEL CASING,.250 THICK,
63525 | 1986-12-02 | 622.1122 | Glenora_Creek | 3 | 185 | yes | Domestic use listed in WELLS | Location in 185. | NOONAN | Private Domestic | 10 |  | 0 | STEEL CASING,97.0 TO 160.0,.250 THICK,
63552 | 1992-01-20 | 352.9962 | KelvinCreek | 490 | -196 | yes | Water supply well listed in WELLS. Using estimated yield (~90 gpm). | Located in 196 (BR aquifer) polygon, but WB sediments are shallow uncolidated S&G Not drilled into BR. | FAIRBRIDGE STRATA CO | Water Supply System | 92 |  | 0 | STEEL CASING,.250 THICK, CONTINUOUS,STAINLESS STEEL,
63564 | 1993-07-27 | 218.9932 | Glenora_Creek | 0 | 196 | no | dry hole | No well, dry hole | HOUSE MARTIN | Private Domestic | 0 |  | 0 | STEEL CASING,
63565 | 1993-06-15 | 201.7913 | Glenora_Creek | 0 | -196 | no | dry hole | No well, dry hole | HOUSE MARTIN |  | 0 |  | 0 | STEEL CASING,0.0 TO 38.0,
63614 | 1991-03-19 | 630.5554 | Glenora_Creek | 3 | 185 | yes | Domestic use listed in WELLS | Location in 185. | GIBSON ROBIN | Private Domestic | 15 |  | 0 | STEEL CASING,0.0 TO 97.0,.250 THICK,
63617 | 1991-11-05 | 624.3926 | Koksilah river | 2725 | 186 | Yes | Irrigation well. Included in well survey, but no info provided. Using drillers yield est. | Location within Aqs. 186/187/188 | ROBERTS BERT | Irrigation | 500 | 2725 | UNK | STEEL CASING, CONTINUOUS,STAINLESS STEEL,
63620 | 1990-03-26 | 397.4668 | Glenora_Creek | 3 | 185 | yes | Domestic use listed in WELLS | Location in 185. | RYCROFT S | Private Domestic | 20 |  | 0 | STEEL CASING,0.0 TO 117.0,.219 THICK,
63630 | 1990-01-30 | 646.5918 | CowichanMainStem | 3 | 185 | yes | Domestic use listed in WELLS | Location in 185. | ANTOINE MARY | Private Domestic | 15 |  | 0 | STEEL CASING,0.0 TO 119.0,.250 THICK,
63631 | 1990-03-08 | 787.708 | KoksilahRiver | 3 | 196 | no | domestic well | Location in BR aq. 196 & lithology | CONLEY DAVE | Private Domestic | 4 |  | 0 | STEEL CASING,0.0 TO 13.0,.219 THICK,
63635 | 1990-06-21 | 558.9215 | Glenora_Creek | 3 | 185 | yes | Domestic use listed in WELLS | Location in 185. | SMITH | Private Domestic | 1 |  | 0 | STEEL CASING,.219 THICK, OPEN HOLE,
63636 | 1990-07-17 | 624.9058 | KoksilahRiver | 3 | 196 | no | domestic well | Location in BR aq. 196 & lithology | O'BRIEN | Private Domestic | 1 |  | 0 | STEEL CASING,0.0 TO 13.0,.219 THICK,
63641 | 1990-06-24 | 526.2775 | CowichanMainStem | 3 | 185 | yes | domestic well | Location in 185. | MOBB JOE | Private Domestic | 10 |  | 0 | STEEL CASING,.250 THICK,
63642 | 1990-08-06 | 1109.0037 | CowichanMainStem | 3 | 185 | yes | Domestic use listed in WELLS | Location in 185. | MCKINNON W A | Private Domestic | 3 |  | 0 | STEEL CASING,
63645 | 1990-12-06 | 421.4642 | Glenora_Creek | 3 | 185 | yes | Domestic use listed in WELLS | Location in 185. | MALAHOF PETE | Private Domestic | 60 |  | 0 | STEEL CASING,.250 THICK,
63653 | 1990-01-29 | 716.437 | Glenora_Creek | 3 | 185 | yes | Domestic use listed in WELLS | Location in 185. | ELLISON DON | Private Domestic | 20 |  | 0 | STEEL CASING,0.0 TO 98.6,.250 THICK, OPEN BOTTOM,
63793 | 1994-03-22 | 819.064 | Glenora_Creek | 3 | 196 | no | Domestic use listed in WELLS | Lithology suggest this is a bedrock well | SEWELL AL | Private Domestic | 7 |  | 0 | STEEL CASING,0.0 TO 42.0,.188 THICK,
63828 | 1988-04-17 | 553.5506 | Glenora_Creek | 3 | 196 | no | Domestic use listed in WELLS | Lithology suggest this is a bedrock well | PEARSON NOEL | Private Domestic | 1 |  | 0 | STEEL CASING,0.0 TO 294.0,250 LBS, PUMP TEST RATE 1 USGM,
63829 | 1990-08-08 | 783.422 | CowichanMainStem | 0 | 185 | no | litholgy indicates dry hole | No well, dry hole | BARDERSON SAM | Private Domestic | 0 |  | 0 | STEEL CASING,.219 THICK,
63830 | 1992-09-14 | 89.2467 | CowichanMainStem | 3 | 196 | no | domestic well | Lithology suggest this is a bedrock well | BELLIS B | Private Domestic | 1 |  | 0 | STEEL CASING,
63831 | 1990-07-25 | 136.0281 | CowichanMainStem | 3 | -196 | yes | domestic well | Located in 196 (BR aquifer) polygon, but WB sediments are shallow uncolidated S&G Not drilled into BR. | DIDDENS J | Private Domestic | 22 |  | 0 | STEEL CASING, CONTINUOUS,STAINLESS STEEL,PUMP TEST RATE 22 USGM,11 FT AFTER 1 HRS
63832 | 1993-05-21 | 99.7644 | CowichanMainStem | 3 | 185 | yes | Domestic use listed in WELLS | Location in 185. | VAN LEEWAN NELLIE |  | 5 |  | 0 | STEEL CASING,.219 THICK,
63833 | 1988-09-03 | 1037.5123 | CowichanMainStem | 3 | -196 | yes | domestic well | Located in 196 (BR aquifer) polygon, but WB sediments are shallow uncolidated S&G Not drilled into BR. | MILLER S | Private Domestic | 11 |  | 0 | STEEL CASING,0.0 TO 78.0,
63835 | 1994-02-03 | 948.0227 | CowichanMainStem | 3 | 185 | yes | Domestic use listed in WELLS | Location in 185. | WILLIAMS GRAN | Private Domestic | 12 |  | 0 | STEEL CASING,0.0 TO 50.0,.219 THICK,
63844 | 1991-03-25 | 845.4676 | Cowichan River | 0 | 186 | Yes | Well survey indicates not in use or not in business | Location within Aqs. 186/187/188 | ODIN INDUSTRIES | Commercial and Industrial | 300 | 1635 | UNK | STEEL CASING,0.0 TO 33.0,.322 THICK, CONTINUOUS,STAINLESS STEEL,
63845 | 1991-04-26 | 828.0111 | Cowichan River | 2479.75 | 186 | Yes | Water supply use listed in WELLS. No pumping data. Using drillers yield est. | Location within Aqs. 186/187/188 | BOSS WATER CORP | Water Supply System | 455 | 2479.75 | UNK | STEEL CASING,0.0 TO 33.0, CONTINUOUS,STAINLESS STEEL,PUMP TEST RATE 674 USGM,12.6 FT AFTER 24 HRS
63850 | 1989-11-01 | 67.389 | Glenora_Creek | 3 | 185 | yes | Domestic use listed in WELLS | Location in 185. | MR WATERS | Private Domestic | 10 |  | 0 | STEEL CASING,0.0 TO 66.0,.250 THICK,
63851 | 1992-06-12 | 185.0786 | Glenora_Creek | 3 | 185 | yes | Domestic use listed in WELLS | Location in 185. | ZANATTA P | Private Domestic | 50 |  | 0 | STEEL CASING,.250 THICK, CONTINUOUS,STAINLESS STEEL,
63852 | 1992-03-30 | 321.1868 | Glenora_Creek | 3 | 185 | yes | Domestic use listed in WELLS | Location in 185. | MINER J | Private Domestic | 2 |  | 0 | STEEL CASING,.219 THICK,
63853 | 1991-09-25 | 702.6483 | KelvinCreek | 3 | 185 | yes | Domestic use listed in WELLS | Location in 185. | PATERSON | Private Domestic | 3 |  | 0 | STEEL CASING,0.0 TO 207.0,.250 THICK,
63854 | 1991-09-25 | 587.0896 | KelvinCreek | 3 | 185 | yes | Domestic use listed in WELLS | Location in 185. | LANGTRY M | Private Domestic | 6 |  | 0 | STEEL CASING,0.0 TO 66.0,.250 THICK,
63855 | 1993-06-02 | 281.7395 | KelvinCreek | 0 | 185 | no | litholgy indicates dry hole | No well, dry hole | MR GOETZ | Private Domestic | 3 |  | 0 | STEEL CASING,0.0 TO 100.0,
63856 | 1993-06-09 | 670.2767 | Glenora_Creek | 3 | 185 | yes | Domestic use listed in WELLS | Location in 185. | MRS DAHL | Private Domestic | 30 |  | 0 | STEEL CASING,0.0 TO 31.0,.219 THICK,
63857 | 1992-08-19 | 446.7355 | Glenora_Creek | 3 | 185 | yes | Domestic use listed in WELLS | Location in 185. | DRIVER BLAIR | Private Domestic | 6 |  | 0 | STEEL CASING,0.0 TO 129.0,.250 THICK, CONTINUOUS,STAINLESS STEEL,
63858 | 1988-07-11 | 31.3257 | Glenora_Creek | 3 | 185 | yes | Domestic use listed in WELLS | Location in 185. | MR HULL | Private Domestic | 6 |  | 0 | STEEL CASING,0.0 TO 63.0,.250 THICK, CONTINUOUS,STAINLESS STEEL,
63859 | 1988-07-13 | 32.666 | Glenora_Creek | 3 | 185 | yes | Domestic use listed in WELLS | Location in 185. | MR HULL | Private Domestic | 7 |  | 0 | STEEL CASING,0.0 TO 48.5,.250 THICK,
63860 | 1991-04-19 | 821.0292 | Glenora_Creek | 250 | 185 | yes | Irrigation use listed in WELLS. Assuming medium user rate (250cmd) | Location in 185. | TATTAM DAVE | Irrigation | 75 |  | 0 | STEEL CASING,0.0 TO 155.0,.219 THICK, CONTINUOUS,STAINLESS STEEL,
63861 | 1993-07-22 | 154.2448 | Glenora_Creek | 3 | 185 | yes | Domestic use listed in WELLS | Location in 185. | COULTER DAN | Private Domestic | 15 |  | 0 | STEEL CASING,.219 THICK,
63862 | 1992-05-20 | 324.9504 | CowichanMainStem | 3 | 185 | yes | Domestic use listed in WELLS | Location in 185. | SCHOFIELD WARD & LAU | Private Domestic | 6 |  | 0 | CASING 0.0 TO 60.0,
63863 | 1988-07-11 | 517.3509 | Glenora_Creek | 3 | 185 | yes | Domestic use listed in WELLS | Location in 185. | BUCK RICHARD & LOREL | Private Domestic | 15 |  | 0 | STEEL CASING,0.0 TO 135.0,.250 THICK, CONTINUOUS,STAINLESS STEEL,
63864 | 1990-11-28 | 1266.3711 | Glenora_Creek | 3 | 185 | yes | Domestic use listed in WELLS | Location in 185. | BRAIN JACK | Private Domestic | 4 |  | 0 | STEEL CASING,.250 THICK, CONTINUOUS,STAINLESS STEEL,
63865 | 1990-11-07 | 1173.3732 | Glenora_Creek | 3 | 185 | yes | Domestic use listed in WELLS | Location in 185. | MYRAN D | Private Domestic | 6 |  | 0 | STEEL CASING,0.0 TO 70.0,
63866 | 1990-08-10 | 1111.6469 | Glenora_Creek | 3 | 185 | yes | Domestic use listed in WELLS | Location in 185. | LUTTERS STEVE | Private Domestic | 20 |  | 0 | STEEL CASING,.209 THICK,
63867 | 1992-03-26 | 1166.2227 | Glenora_Creek | 3 | 185 | yes | Domestic use listed in WELLS | Location in 185. | ELLISON TERRY | Private Domestic | 50 |  | 0 | STEEL CASING,.219 THICK, CONTINUOUS,STAINLESS STEEL,
63868 | 1992-12-21 | 340.4065 | Glenora_Creek | 3 | 185 | yes | Domestic use listed in WELLS | Location in 185. | NELSON ALLAN E | Private Domestic | 10 |  | 0 | STEEL CASING,.219 THICK,
63869 | 1990-09-22 | 279.4669 | CowichanMainStem | 3 | 185 | yes | Domestic use listed in WELLS | Location in 185. | DOSKOCIL LEN | Private Domestic | 8 |  | 0 | STEEL CASING,.250 THICK,
63870 | 1992-10-27 | 160.8535 | CowichanMainStem | 3 | -196 | yes | domestic well | Located in 196 (BR aquifer) polygon, but WB sediments are shallow uncolidated S&G Not drilled into BR. | BLASKO P | Private Domestic | 8 |  | 0 | STEEL CASING,0.0 TO 57.0,.219 THICK,
63871 | 1992-09-14 | 1200.1208 | CowichanMainStem | 3 | 185 | yes | Domestic use listed in WELLS | Location in 185. | ALPHONSE D | Private Domestic | 8 |  | 0 | STEEL CASING,.219 THICK,
63872 | 1992-10-22 | 1059.306 | CowichanMainStem | 3 | 185 | yes | Domestic use listed in WELLS | Location in 185. | GEORGE EDITH | Private Domestic | 6 |  | 0 | STEEL CASING,0.0 TO 154.0,.219 THICK,
63873 | 1993-06-15 | 526.3075 | Koksilah river | 3 | 186 | Yes | Domestic use listed in WELLS | Location within Aqs. 186/187/188 | MCHARDY GRANT | Private Domestic | 12 | 65.4 | UNK | STEEL CASING,0.0 TO 58.0,.219 THICK, CONTINUOUS,STAINLESS STEEL,PUMP TEST RATE 12 ,40 FT AFTER HRS
63874 | 1992-10-06 | 1084.9897 | CowichanMainStem | 3 | 185 | yes | Domestic use listed in WELLS | Location in 185. | WILLIAMS TED | Private Domestic | 15 |  | 0
63875 | 1992-12-15 | 564.3138 | CowichanMainStem | 10 | 185 | yes | commercial use alisted in WELLS, assuming small user pumping rate (10 m3/d) | Location in 185. | MODESTE | Commercial and Industrial | 5 |  | 0 | STEEL CASING,.219 THICK,
63966 | 1987-04-20 | 390.3013 | Koksilah river | 10 | 186 | Yes | Irrigation well included in Survey. Assuming a small level of use, based on notes indicating a small property and the well or busines is not in use. | Location within Aqs. 186/187/188 | ADVANCE OPR LTD | Irrigation | 100 | 545 | UNK | STEEL CASING,0.0 TO 132.0,.250 THICK, CO,STAINLESS STEEL,
63981 | 1989-08-24 | 934.6445 | CowichanMainStem | 0 | 185 | no | litholgy indicates dry hole | Location in 185. | ARVARD CHARLIE | Private Domestic | 0 |  | 0 | STEEL CASING,0.0 TO 154.0,.250 THICK,
63982 | 1989-08-28 | 880.434 | CowichanMainStem | 3 | 185 | yes | Domestic use listed in WELLS | Location in 185. | CHARLIE H | Private Domestic | 8 |  | 0 | STEEL CASING,0.0 TO 111.0,.250 THICK,
63983 | 1989-11-03 | 245.6466 | Glenora_Creek | 0 | 196 | no | remarks suggest well abondoned | No well, abondoned | QUESNEL DARYL | Private Domestic | 0 |  | 0 | STEEL CASING,.250 THICK,
63984 | 1989-12-13 | 781.3258 | CowichanMainStem | 0 | 185 | no | dry hole | No well, dry hole | BARDERSON SAM | Private Domestic | 0 |  | 0 | STEEL CASING,0.0 TO 31.0,.250 THICK,
63985 | 1989-05-29 | 1843.1952 | KoksilahRiver | 3 | 196 | no | domestic well | Location in BR aq. 196 & lithology | BAKKER BILL | Private Domestic | 2 |  | 0 | STEEL CASING,.250 THICK,
63989 | 1989-10-11 | 235.2216 | Cowichan River | 11750 | 186 | Yes | Marine Harvest (Freshwater Farms Hatchery) well #7. Assigning total ave daily use from well field to all MH wells (11750 m3/d). | Location within Aqs. 186/187/188 | FRESHWATER FARMS LTD | Commercial and Industrial | UNK |  | UNK | STEEL CASING,0.0 TO 65.0,.222 THICK, CONTINUOUS,STAINLESS STEEL,
63999 | 1989-09-30 | 154.1537 | Glenora_Creek | 3 | 196 | no | domestic well | Location in BR aq. 196 & lithology | MILMAN BOB |  | 5 |  | 0 | CASING
64007 | 1989-12-02 | 799.3175 | Glenora_Creek | 0 | 185 | no | dry hole | No well, dry hole | BRAUN ALFRED | Private Domestic | 0 |  | 0 | DRILLED TO 100 FEET WELL DRY CASING PULLED
64042 | 1988-01-06 | 1042.0308 | CowichanMainStem | 3 | 185 | yes | Domestic use listed in WELLS | Location in 185. | ALPHORSE HELLEN | Private Domestic | 12 |  | 0 | STEEL CASING,0.0 TO 196.0,.250 THICK,
64043 | 1988-01-28 | 335.294 | Glenora_Creek | 10 | -196 | yes | Unknown use, assuming small users | Located in 196 (BR aquifer) polygon, but WB sediments are shallow uncolidated S&G Not drilled into BR. | MENDENNELL A |  | 45 |  | 0 | STEEL CASING,.250 THICK, STAINLESS STEEL,
64057 | 1988-03-17 | 325.604 | Glenora_Creek | 250 | -196 | yes | Irrigation use listed, no yield estimate, assuming medium user (250 m3/d) | Located in 196 (BR aquifer) polygon, but WB sediments are shallow uncolidated S&G Not drilled into BR. | MENDENHALL | Irrigation | 0 |  | 0 | STEEL CASING,0.0 TO 15.5,.250 THICK, CONTINUOUS,STAINLESS STEEL,
64065 | 1988-04-26 | 243.4459 | KoksilahRiver | 3 | 196 | no | domestic well | Location in BR aq. 196 & lithology | NESBITT MYLES | Private Domestic | 2 |  | 0 | CASING
64075 | 1988-05-30 | 1119.8009 | Cowichan River | 3 | 186 | Yes | Domestic use listed in WELLS | Location within Aqs. 186/187/188 | ELLIS JACKSON | Private Domestic | 10 | 54.5 | UNK | STEEL CASING,0.0 TO 72.0,.250 THICK,
64076 | 1988-05-30 | 217.7127 | KoksilahRiver | 3 | 196 | no | domestic well | Location in BR aq. 196 & lithology | NESBIT MILES | Private Domestic | 10 |  | 0 | STEEL CASING,0.0 TO 51.0,.250 THICK,
64090 | 1988-07-18 | 1079.9178 | KelvinCreek | 3 | 185 | yes | Domestic use listed in WELLS | Location in 185. | GRIER GORDON | Private Domestic | 12 |  | 0 | STEEL CASING,0.0 TO 56.4,.250 THICK,
64096 | 1988-08-02 | 260.3626 | Koksilah river | 3 | 186 | Yes | Domestic use listed in WELLS | Location within Aqs. 186/187/188 | HEYWOOD M | Private Domestic | 3 | 16.35 | UNK | STEEL CASING,0.0 TO 64.0,
64097 | 1988-08-04 | 495.5258 | Glenora_Creek | 3 | -196 | yes | domestic well | Located in 196 (BR aquifer) polygon, but WB sediments are shallow uncolidated S&G Not drilled into BR. | WILLIAMS BROOKE | Private Domestic | 12 |  | 0 | STEEL CASING,0.0 TO 37.0,
64098 | 1988-08-04 | 152.0232 | Glenora_Creek | 0 | -196 | no | domestic well, remarks indicate well abondoned | No well, abondoned | BRONSON G | Private Domestic | 0 |  | 167 | CASING
64099 | 1988-08-05 | 494.5586 | Glenora_Creek | 3 | -196 | yes | domestic well | Located in 196 (BR aquifer) polygon, but WB sediments are shallow uncolidated S&G Not drilled into BR. | GUY COLBOURNE | Private Domestic | 8 |  | 0 | STEEL CASING,0.0 TO 35.0,.250 THICK,
64104 | 1988-08-31 | 839.9052 | Cowichan River | 3 | 186 | Yes | Domestic use listed in WELLS | Location within Aqs. 186/187/188 | KOWARK P A | Private Domestic | 8 | 43.6 | UNK | CASING 0.0 TO 29.0,
64107 | 1988-09-08 | 770.4175 | KelvinCreek | 0 | -196 | no | domestic well, remarks indicate well abondoned | No well, abondoned | LASZCZYK | Private Domestic | 0 |  | 0 | CASING
64112 | 1988-09-20 | 908.0907 | KoksilahRiver | 3 | 185 | yes | Domestic use listed in WELLS | Location in 185. | COWICHAN INDIAN BAND | Private Domestic | 20 |  | 0 | STEEL CASING,0.0 TO 34.0, PUMP TEST RATE 20 GPM,
64114 | 1988-09-23 | 178.0399 | Koksilah river | 3 | 186 | Yes | Domestic use listed in WELLS | Location within Aqs. 186/187/188 | CUTHBERT NORM | Private Domestic | UNK |  | UNK | STEEL CASING,4.0 TO 36.7, CONTINUOUS,STAINLESS STEEL,PUMP TEST RATE 180 USGM,.11 FT AFTER 1 HRS
64118 | 1988-10-01 | 623.3967 | KoksilahRiver | 0 | 196 | no | dry hole | No well, dry hole | O'BRIAN DUSTY | Private Domestic | 0 |  | 0 | STEEL CASING,.250 THICK, DRY HOLE, ABANDONED
64121 | 1988-10-06 | 59.6021 | Koksilah river | 3 | 186 | Yes | Domestic use listed in WELLS | Location within Aqs. 186/187/188 | MILLA DUSY | Private Domestic | 6 | 32.7 | UNK | STEEL CASING,.250 THICK,
64127 | 1988-10-27 | 939.7849 | CowichanMainStem | 3 | 185 | yes | Domestic use listed in WELLS | Location in 185. | WILLIAMS TED | Private Domestic | 20 |  | 0 | STEEL CASING,0.0 TO 119.0,.250 THICK,
64128 | 1988-11-04 | 80.0145 | Cowichan River | 11750 | 186 | Yes | Marine Harvest (Freshwater Farms Hatchery) well. Assigning total ave daily use from well field to all MH wells (11750 m3/d). | Location within Aqs. 186/187/188 | FRESH WATER FARMS | Commercial and Industrial | UNK |  | UNK | STEEL CASING,0.0 TO 17.5, CONTINUOUS,STAINLESS STEEL. AUG 2015 UPDATED COORDINATES BASED ON FIELD SURVEY BY REGIONAL STAFF.
64133 | 1988-11-22 | 954.0083 | CowichanMainStem |  | 185 | no | no estimate - not enough information |  | ANTOINE PADDY |  | 0 |  | 0 | CASING
64138 | 1988-04-13 | 398.5319 | Koksilah river |  | 198 | No | No estimate, Unknown use. (500 ft Bedrock well per well record) | Bedrock well. Located just outside of polygon for BR aquifer 198. | BROADWAY LES | Unknown | 3 | 16.35 | UNK | CASING
64139 | 1988-04-13 | 405.9482 | Koksilah river |  | 198 | No | No estimate, Unknown use. (575 ft Bedrock well per well record) | Bedrock well. Located just outside of polygon for BR aquifer 198. | BROADWAY LES | Unknown | 7 | 38.15 | UNK | CASING
64140 | 1988-04-13 | 412.8801 | Koksilah river |  | 198 | No | No estimate, Unknown use. (425 ft Bedrock well per well record) | Bedrock well. Located just outside of polygon for BR aquifer 198. | BROADWAY LES | Unknown | 6 | 32.7 | UNK | CASING
64998 | 1985-08-22 | 673.6047 | Koksilah river | 3 | 186 | Yes | Domestic use listed in WELLS | Location within Aqs. 186/187/188 | INGHAM W E | Private Domestic | 8 | 43.6 | UNK | STEEL CASING,
65006 | 1980-06-17 | 210.7563 | KelvinCreek | 3 | -196 | yes | domestic well, no yield info | Located in 196 (BR aquifer) polygon, but WB sediments are shallow uncolidated S&G Not drilled into BR. | MENDENHALL H | Private Domestic | 0 |  | 0 | STEEL CASING,.280 THICK,
65020 | 1985-11-20 | 229.1148 | KoksilahRiver | 10 | 196 | no | commercial use assumed based on ownership, assuming small user. | Location in BR aq. 196 & lithology | OLSON REPAIRS |  | 20 |  | 0 | CASING
65022 | 1984-07-27 | 211.2656 | Koksilah river | 3 | 186 | Yes | Domestic use listed in WELLS | Location within Aqs. 186/187/188 | COWICHAN INDIAN BAND | Private Domestic | 15 | 81.75 | UNK | STEEL CASING,.250 THICK,
65039 | 1980-09-13 | 206.9226 | Cowichan River | 13200 | 186 | Yes | Cowichan Tribes Hatchery #4 well. See well survey. Assigning total ave daily use from well field to all hatchery wells (13200 m3/d). | Location within Aqs. 186/187/188 | COWICHAN RIVER SALMO | Other | 1200 | 6540 | UNK | WELL CRH-PW4. THIS WELL IS USED FOR BOTH THE HATCHERY AND THE OFFICE
65041 | 1979-06-19 | 269.1368 | Cowichan River | 10 | 186 | Yes | See well survey. Well owned by the Cowichan Tribes Hatchery. Used only for office use. Asuuming small user Q. | Location within Aqs. 186/187/188 | COWICHAN CHUM HATCHE |  | UNK |  | UNK | WELL CRH-PW1 CASING 0.0 TO 52.0, OTHER,PUMP TEST RATE 60 GPM, FT AFTER 2 HRS
65405 | 1985-09-25 | 53.1143 | Glenora_Creek | 3 | -196 | yes | domestic well | Located in 196 (BR aquifer) polygon, but WB sediments are shallow uncolidated S&G Not drilled into BR. | GARD DON | Private Domestic | 20 |  | 0 | STEEL CASING,0.0 TO 66.0,.250 THICK,
68512 | 1988-08-03 | 839.1589 | KelvinCreek | 3 | 196 | no | domestic well | Location in BR aq. 196 & lithology | ARMSTRONY E | Private Domestic | 2 |  | 0 | STEEL CASING,1.0 TO 14.0,.188 THICK,14 LBS,
68723 | 1995-09-07 | 431.6939 | Glenora_Creek | 0 | 196 | no | dry hole | No well, dry hole | DAVE SAARI | Private Domestic | 0 |  | 0 | WELLS WERE DRY, ABANDONED
68761 | 1994-09-06 | 765.6059 | Glenora_Creek | 25 | -196 | yes | Commercial use listed in WELLS. Setting to estimated yield | Located in 196 (BR aquifer) polygon, but WB sediments are shallow uncolidated S&G Not drilled into BR. | MACMILLIAN BLOEDEL | Commercial and Industrial | 5 |  | 0
68769 | 1994-10-14 | 370.0995 | Glenora_Creek | 3 | 185 | yes | Domestic use listed in WELLS | Location in 185. | ALLAN NELSON | Private Domestic | 15 |  | 0 | STEEL CASING, 0 TO 157 FRESH, CLEAR WATER
68776 | 1994-09-12 | 554.3172 | Koksilah river | 163.5 | 186 | Yes | Included in Well Survey but no use data obtained. A second well on the property is WTN 68776. Using estimated yield. | Location within Aqs. 186/187/188 | THE OLD FARM MARKET | Water Supply System | 30 | 163.5 | UNK | FRESH, CLEAR WATER DWIMP RECORD, PLATE NOT ATTACHED BECAUSE WELL IS COVERED AND NO ONE NO WHERE IT IS.
68781 | 1994-10-08 | 778.2397 | Glenora_Creek | 250 | -196 | yes | Commercial use listed in WELLS. Assuming medium user | Located in 196 (BR aquifer) polygon, but WB sediments are shallow uncolidated S&G Not drilled into BR. | MACMILLAN BLOEDEL | Commercial and Industrial | 100 |  | 0 | STEEL CASING, 0 TO 87.5 FRESH, CLEAR WATER
68782 | 1995-09-15 | 251.0358 | Koksilah river | 3 | 186 | Yes | Domestic use listed in WELLS | Location within Aqs. 186/187/188 | MARY HEYWOOD | Private Domestic | 2.5 | 13.625 | UNK | STEEL CASING, 0 TO 61 FRESH, CLEAR WATER
68786 | 1995-09-05 | 1190.758 | KelvinCreek | 80 | 185 | yes | Irrigation use listed in WELLS. Setting to estimated yield | Location in 185. | MICHAEL LANGTRY | Irrigation | 15 |  | 0
68787 | 1995-09-08 | 368.132 | Glenora_Creek | 3 | 196 | no | domestic well | Location in BR aq. 196 & lithology | GLEN PONTIOUS | Private Domestic | 2 |  | 0 | STEEL CASING, 0 TO 95 CLEAR WATER
68792 | 1995-08-09 | 54.9638 | Glenora_Creek | 3 | 196 | no | domestic well | Location in BR aq. 196 & lithology | ALEXANDER APOSTOW | Private Domestic | 1 |  | 0 | STEEL CASING, 0 TO 78
68796 | 1994-12-07 | 571.6047 | CowichanMainStem | 3 | 185 | yes | Domestic use listed in WELLS | Location in 185. | FRANSISCUS ROUWEN | Private Domestic | 10 |  | 0 | DRILLER: FRESH, CLEAR WATER
68797 | 1995-04-11 | 383.8648 | KoksilahRiver | 3 | -196 | yes | domestic well, no yield info | Located in 196 (BR aquifer) polygon, but WB sediments are shallow uncolidated S&G Not drilled into BR. | DANNY GILLCASH | Private Domestic | 0 |  | 0 | STEEL CASING, 0 TO 56
68801 | 1993-07-26 | 42.8843 | CowichanMainStem | 3 | 196 | no | domestic well | Location in BR aq. 196 & lithology | DALE LOWE | Private Domestic | 1 |  | 0 | DRILLER: FRESH, CLOUDY WATER
68802 | 1995-04-18 | 391.9616 | KoksilahRiver | 3 | -196 | yes | domestic well, no yield info | Located in 196 (BR aquifer) polygon, but WB sediments are shallow uncolidated S&G Not drilled into BR. | DANNY GILLCASH | Private Domestic | 6 |  | 0
68807 | 1995-02-23 | 376.1959 | CowichanMainStem | 3 | 185 | yes | Domestic use listed in WELLS | Location in 185. | DONALD E. SUTHERLAND | Private Domestic | 10 |  | 0 | STEEL CASING, 0 TO 99 FRESH, CLEAR WATER
68824 | 1994-07-29 | 812.0203 | Koksilah river | 3 | 186 | Yes | Domestic use listed in WELLS | Location within Aqs. 186/187/188 | COLLEEN MESSIER | Private Domestic | 20 | 109 | UNK | STEEL CASING, 0 TO 24 FRESH, CLEAR WATER
68828 | 1994-10-23 | 758.2383 | KelvinCreek | 0 | 196 | no | dry hole | No well, dry hole | SIDNEY SMITH | Private Domestic | 0 |  | 0 | STEEL CASING, 0 TO 21
68836 | 1993-09-03 | 415.0671 | Glenora_Creek | 3 | 196 | no | domestic well | Location in BR aq. 196 & lithology | GORDON WILKINSON | Private Domestic | 2 |  | 0 | STEEL CASING, 0 TO 40.5 FRESH, CLEAR WATER
68853 | 1995-09-04 | 365.8999 | Glenora_Creek | 3 | 196 | no | domestic well | Location in BR aq. 196 & lithology | DAVE SAARI | Private Domestic | 1.5 |  | 0 | STEEL CASING, 0 TO 38 DRILLER: CLOUDY WATER, GREYISH COLOR
68982 | 1991-12-12 | 163.4439 | Koksilah river | 3 | 186 | Yes | Domestic use listed in WELLS | Location within Aqs. 186/187/188 | LAROSE | Private Domestic | 10 | 54.5 | UNK | STEEL CASING,0.0 TO 98.0,
69011 | 1992-06-29 | 457.5237 | KoksilahRiver | 3 | 196 | no | domestic well | Location in BR aq. 196 & lithology | TILLEY NIGEL | Private Domestic | 1.5 |  | 0 | STEEL CASING,0.0 TO 26.0,.219 THICK,
69174 | 1990-07-19 | 885.308 | KelvinCreek | 3 | -196 | yes | domestic well | Located in 196 (BR aquifer) polygon, but WB sediments are shallow uncolidated S&G Not drilled into BR. | BJORNSON B | Private Domestic | 15 |  | 0 | STEEL CASING,0.0 TO 35.6,.219 THICK, CONTINUOUS,STAINLESS STEEL,
69177 | 1990-09-26 | 1830.1004 | KoksilahRiver | 3 | -196 | yes | domestic well | Located in 196 (BR aquifer) polygon, but WB sediments are shallow uncolidated S&G Not drilled into BR. | LUDWIG R | Private Domestic | 7 |  | 0 | STEEL CASING,
69180 | 1993-03-09 | 1152.5076 | Glenora_Creek | 0 | -196 | no | dry hole | No well, dry hole | BRENNINK ALBERT |  | 0 |  | 0 | STEEL CASING,
69183 | 1993-04-23 | 975.8154 | Glenora_Creek | 3 | 196 | no | domestic well | Location in BR aq. 196 & lithology | HATHAWAY M | Private Domestic | 8 |  | 0 | STEEL CASING, PUMP TEST RATE 8 USGM,
69186 |  | 902.2234 | KelvinCreek | 3 | 196 | no | domestic well | Location in BR aq. 196 & lithology | HARRIS RON | Private Domestic | 5 |  | 0 | STEEL CASING,0.0 TO 19.0,.219 THICK,
69189 | 1993-07-20 | 820.1496 | KoksilahRiver | 0 | 196 | no | dry hole, remarks indicate no yield. | No well, dry hole | HARRIS | Private Domestic | 2 |  | 0 | STEEL CASING,.219 THICK,
69192 | 1992-07-13 | 996.3583 | KelvinCreek | 3 | 196 | no | domestic well | Location in BR aq. 196 & lithology | ARROWSMITH | Private Domestic | 3 |  | 0 | STEEL CASING,0.0 TO 50.0,.219 THICK,
69195 | 1990-10-03 | 610.1545 | KelvinCreek | 0 | 196 | no | Abondoned | No well, abondoned | BEAUDRY G | Private Domestic | 1 |  | 0 | STEEL CASING,.250 THICK,
69198 | 1991-04-18 | 72.133 | Glenora_Creek | 3 | 196 | no | domestic well | Location in BR aq. 196 & lithology | SMART | Private Domestic | 1 |  | 0 | STEEL CASING,0.0 TO 14.0,.219 THICK,
69201 | 1992-10-28 | 39.4889 | Glenora_Creek | 0 | 196 | no | dry hole | No well, dry hole | SHATEUMEYER GEORGE |  | 0 |  | 0 | STEEL CASING,0.0 TO 155.0,
69204 | 1989-07-20 | 535.1923 | KoksilahRiver | 3 | 196 | no | domestic well | Assumed location in BR aq. 196 & lithology | BOSCH JACOB | Private Domestic | 2 |  | 0 | STEEL CASING,0.0 TO 46.0,.250 THICK,
69207 | 1989-10-27 | 653.0844 | KoksilahRiver | 3 | -196 | yes | domestic well | Located in 196 (BR aquifer) polygon, but WB sediments are shallow uncolidated S&G Not drilled into BR. | ROGERS BRIAN | Private Domestic | 9 |  | 0 | STEEL CASING,0.0 TO 53.0,
69210 | 1989-10-25 | 618.3167 | KoksilahRiver | 0 | 196 | no | dry hole | No well, dry hole | ROGERS BRIAN | Private Domestic | 0 |  | 0 | STEEL CASING,0.0 TO 100.0,
69213 | 1991-11-13 | 602.0985 | KoksilahRiver | 3 | -196 | yes | domestic well | Located in 196 (BR aquifer) polygon, but WB sediments are shallow uncolidated S&G Not drilled into BR. | KOWARK | Private Domestic | 15 |  | 0 | STEEL CASING,0.0 TO 56.0,.250 THICK,
69216 | 1990-07-20 | 799.295 | KelvinCreek | 100 | -196 | yes | Irrigation use listed, using listed yield | Located in 196 (BR aquifer) polygon, but WB sediments are shallow uncolidated S&G Not drilled into BR. | BAULNE ARTHUR L | Irrigation | 20 |  | 0 | STEEL CASING,0.0 TO 32.6,.219 THICK, CONTINUOUS,STAINLESS STEEL,
69219 | 1987-10-28 | 235.4362 | KoksilahRiver | 3 | -196 | yes | domestic well | Located in 196 (BR aquifer) polygon, but WB sediments are shallow uncolidated S&G Not drilled into BR. | WADDINGTON SANDRA | Private Domestic | 7 |  | 0 | STEEL CASING,TO 57.0,.250 THICK, WATER SEEMED MILKY
69222 | 1989-12-01 | 469.0704 | KoksilahRiver | 3 | -196 | yes | domestic well | Located in 196 (BR aquifer) polygon, but WB sediments are shallow uncolidated S&G Not drilled into BR. | BOSCH JACOB | Private Domestic | 15 |  | 0 | STEEL CASING,0.0 TO 73.0,.250 THICK,
69225 | 1991-11-12 | 401.5118 | KoksilahRiver | 3 | -196 | yes | domestic well | Located in 196 (BR aquifer) polygon, but WB sediments are shallow uncolidated S&G Not drilled into BR. | LAROSE RON | Private Domestic | 3 |  | 0 | STEEL CASING,0.0 TO 80.0,.250 THICK,
69228 | 1993-03-03 | 499.0501 | KelvinCreek | 3 | -196 | yes | domestic well | Located in 196 (BR aquifer) polygon, but WB sediments are shallow uncolidated S&G Not drilled into BR. | DREW CAM | Private Domestic | 8 |  | 0 | STEEL CASING,0.0 TO 30.0,.219 THICK, WATER WAS BROWN AND CLOUDY
69231 | 1993-06-08 | 191.2043 | Glenora_Creek | 0 | 196 | no | dry hole | No well, dry hole | LAY RAY | Private Domestic | 0 |  | 0 | STEEL CASING,0.0 .219 THICK,
69237 | 1992-04-09 | 361.7213 | Glenora_Creek | 3 | -196 | yes | domestic well | Located in 196 (BR aquifer) polygon, but WB sediments are shallow uncolidated S&G Not drilled into BR. | CAVIN GROUP | Private Domestic | 6 |  | 0 | STEEL CASING,0.0 TO 75.0,.219 THICK,
69240 | 1992-04-11 | 340.3134 | Glenora_Creek | 3 | -196 | yes | domestic well | Located in 196 (BR aquifer) polygon, but WB sediments are shallow uncolidated S&G Not drilled into BR. | CAVIN GROUP | Private Domestic | 30 |  | 0 | STEEL CASING,0.0 TO 76.0,.219 THICK,
69243 | 1992-04-13 | 482.9049 | Glenora_Creek | 3 | -196 | yes | domestic well | Located in 196 (BR aquifer) polygon, but WB sediments are shallow uncolidated S&G Not drilled into BR. | CAVIN GROUP | Private Domestic | 20 |  | 0 | STEEL CASING,0.0 TO 73.0,.219 THICK,
69246 | 1992-04-10 | 367.803 | Glenora_Creek | 3 | -196 | yes | domestic well | Located in 196 (BR aquifer) polygon, but WB sediments are shallow uncolidated S&G Not drilled into BR. | CAVIN GROUP | Private Domestic | 4 |  | 0 | STEEL CASING,0.0 TO 77.0,.219 THICK,
69249 | 1992-04-15 | 275.475 | Glenora_Creek | 3 | -196 | yes | domestic well | Located in 196 (BR aquifer) polygon, but WB sediments are shallow uncolidated S&G Not drilled into BR. | CAVIN GROUP | Private Domestic | 5 |  | 0 | STEEL CASING,0.0 TO 60.0,.219 THICK,
69252 | 1992-04-08 | 304.8237 | Glenora_Creek | 3 | -196 | yes | domestic well | Located in 196 (BR aquifer) polygon, but WB sediments are shallow uncolidated S&G Not drilled into BR. | CAVIN GROUP | Private Domestic | 3 |  | 0 | STEEL CASING,0.0 TO 72.0,.219 THICK,
69255 | 1992-11-17 | 12.3162 | Glenora_Creek | 3 | -196 | yes | domestic well | Located in 196 (BR aquifer) polygon, but WB sediments are shallow uncolidated S&G Not drilled into BR. | STRATAMAYER GORGE | Private Domestic | 4 |  | 0 | STEEL CASING,.219 THICK,
74402 | 1988-08-05 | 69.2801 | Glenora_Creek | 3 | 196 | no | domestic well | Location in BR aq. 196 & lithology | AL SHERMAN | Private Domestic | 1 |  | 0 | CASING
74585 | 1994-08-05 | 78.4706 | CowichanMainStem | 3 | -196 | yes | domestic well | Located in 196 (BR aquifer) polygon, but WB sediments are shallow uncolidated S&G Not drilled into BR. | J BONSALL | Private Domestic | 15 |  | 0
74586 | 1994-09-16 | 534.1289 | Koksilah river | 3 | 186 | Yes | Domestic use listed in WELLS | Location within Aqs. 186/187/188 | .C. PACKERS LTD | Private Domestic | UNK |  | UNK
74588 | 1988-06-25 | 222.4034 | KoksilahRiver | 3 | 196 | no | domestic well | Location in BR aq. 196 & lithology | MYLES NESBITT | Private Domestic | 2 |  | 0
74933 | 1998-05-06 | 24.7707 | Koksilah river | 3 | 186 | Yes | Domestic use listed in WELLS | Location within Aqs. 186/187/188 | DANIELS | Private Domestic | 20 | 109 | UNK | RECOMMENDED PUMP SETTING 22FT WITH A RATE OF 10USGPM LEGAL MAP INCLUDED
74936 | 1998-06-03 | 1548.2551 | KelvinCreek | 3 | -196 | yes | domestic well | Located in 196 (BR aquifer) polygon, but WB sediments are shallow uncolidated S&G Not drilled into BR. | HARRIS | Private Domestic | 5 |  | 0 | LEGAL MAP INCLUDED 88 FT RECOMMENDED PUMP SETTING AND RECOMMENDED PUMPING RATE IS 5USGPM
74989 | 1997-05-27 | 725.1201 | KoksilahRiver | 3 | -196 | yes | domestic well | Located in 196 (BR aquifer) polygon, but WB sediments are shallow uncolidated S&G Not drilled into BR. | BRIGGS | Private Domestic | 5 |  | 0
75013 | 1998-08-12 | 604.6772 | KoksilahRiver | 3 | -196 | yes | domestic well | Located in 196 (BR aquifer) polygon, but WB sediments are shallow uncolidated S&G Not drilled into BR. | BOSCH | Private Domestic | 1 |  | 0 | CHLORINATED AND WELDED LID
75014 | 1998-07-11 | 571.7431 | KoksilahRiver | 0 | 196 | no | Abondoned | No well, abondoned | BOSCH | Private Domestic | 0 |  | 0 | ABANDONED
75022 | 1998-06-01 | 1575.157 | KoksilahRiver | 0 | 196 | no | Abondoned | No well, abondoned | TAYLOR | Private Domestic | 0.3 |  | 0 | ABANDONED. PLACE BENTONITE UP TO 270 FT
75023 | 1998-06-01 | 1558.2865 | KoksilahRiver | 0 | 196 | no | Abondoned | No well, abondoned | TAYLOR | Private Domestic | 0 |  | 0 | ABANDONED. WELDED LID ON CASING, PULLED OUT BACKFILLED TO SURFACE
75024 | 1998-06-02 | 1537.9309 | KoksilahRiver | 3 | 196 | no | domestic well | Location in BR aq. 196 & lithology | TAYLOR | Private Domestic | 8 |  | 0 | LINED HOLE WITH PLASTIC, WELDED LID ON CASING
75031 | 1998-07-17 | 434.5129 | Glenora_Creek | 3 | 185 | yes | Domestic use listed in WELLS | Location in 185. | LANGTRY ROAD | Private Domestic | 20 |  | 0
75038 | 1997-01-31 | 1240.8054 | KelvinCreek | 3 | 196 | no | domestic well | Location in BR aq. 196 & lithology | MOUNTAIN ROAD | Private Domestic | 2 |  | 0 | WELL IS LOCATED ON THE WEST 80 ACRES OF SEC3 RANGE6 CHLORINATE AND TACK WELD LID
75039 | 1997-02-04 | 1296.0212 | KelvinCreek | 3 | 196 | no | domestic well | Location in BR aq. 196 & lithology | MOUNTAIN RD VENTURES | Private Domestic | 1 |  | 0 | WELDED CAP, CHLORINATE HYDROFRACTURED. WELL IS LOCATED ON THE WEST 80 ACRES OF SEC3 RANGE 6
75040 | 1997-02-07 | 1340.2023 | KelvinCreek | 3 | 196 | no | domestic well | Location in BR aq. 196 & lithology | MOUNTAIN RD VENTURE | Private Domestic | 2 |  | 0 | WELDED LID WELL IS LOCATED ON THE WEST 80 ACRES OF SEC3 RANGE6
75048 | 1996-05-21 | 416.8696 | Glenora_Creek | 3 | -196 | yes | domestic well | Located in 196 (BR aquifer) polygon, but WB sediments are shallow uncolidated S&G Not drilled into BR. | NICHOLS | Private Domestic | 20 |  | 0 | WELDED LID
75061 | 1996-03-19 | 765.0276 | KelvinCreek | 3 | 196 | no | domestic well | Location in BR aq. 196 & lithology | SHEBIKHANOVA | Private Domestic | 3 |  | 0 | WELDED LID ON CASING
75062 | 1996-03-15 | 15.0302 | KelvinCreek | 3 | 196 | no | domestic well | Location in BR aq. 196 & lithology | ARCHER | Private Domestic | 2 |  | 0 | WELDED LID ON CASING
75099 | 1996-07-30 | 737.0812 | Koksilah river | 3 | 186 | Yes | Domestic use listed in WELLS | Location within Aqs. 186/187/188 | LOWE | Private Domestic | 20 | 109 | UNK | WELDED LID ON CASING
75105 | 1996-08-12 | 567.7359 | KelvinCreek | 0 | 196 | no | Domestic use listed in WELLS | Bedrock Well | SARB'S CONTRACTING | Private Domestic | 0.3 |  | 0 | WELDED LID DRY
75139 | 1996-09-12 | 542.9341 | KelvinCreek | 3 | 185 | yes | Domestic use listed in WELLS | Location in 185. | SARB'S CONTRACTING | Private Domestic | 10 |  | 0 | WELDED LID
75150 | 1996-10-11 | 298.4042 | CowichanMainStem | 3 | 185 | yes | Domestic use listed in WELLS | Location in 185. | SCHOFIELD | Private Domestic | 25 |  | 0 | WELDED LID
77079 | 1980-01-31 | 508.8575 | Koksilah river | 3 | 186 | Yes | Domestic use listed in WELLS | Location within Aqs. 186/187/188 | AMELIA WILSON | Private Domestic | 15 | 81.75 | UNK | MILLER RD
77083 | 1986-05-11 | 340.2129 | Koksilah river | 3 | 186 | Yes | Domestic use listed in WELLS | Location within Aqs. 186/187/188 | DIANE DANIELSON | Private Domestic | 25 | 136.25 | UNK | TRANS CANADA HWY - WEST SIDE
77085 | 1986-10-23 | 484.5377 | KoksilahRiver | 3 | -196 | yes | domestic well | Located in 196 (BR aquifer) polygon, but WB sediments are shallow uncolidated S&G Not drilled into BR. | SIMON & PAUL CHARLIE | Private Domestic | 15 |  | 0 | ON CUT OFF BTWN KOKSILAH & GLENCOE RD
77086 | 1990-05-29 | 1339.406 | Cowichan River | 3 | 186 | Yes | Domestic use listed in WELLS | Location within Aqs. 186/187/188 | FRANK PAIGE | Private Domestic | 15 | 81.75 | UNK | KHANIPSEN RD
77095 | 1998-09-24 | 31.8491 | Glenora_Creek | 3 | -196 | yes | domestic well | Located in 196 (BR aquifer) polygon, but WB sediments are shallow uncolidated S&G Not drilled into BR. | KEN WILLIAMS | Private Domestic | 2.5 |  | 0 | ALONG SIDE OF CREEK DRILLED TO 47 FT JULY 99 TILL TO 47 FT SHALE AT 47' CUT SHOE OFF & PULLED BA
77098 | 1998-10-05 | 273.8029 | Glenora_Creek | 3 | -196 | yes | domestic well | Located in 196 (BR aquifer) polygon, but WB sediments are shallow uncolidated S&G Not drilled into BR. | BROOKE WILLIAMS | Private Domestic | 8 |  | 0 | WATERS RD EASEMENT ON E 60 ACRES BOTTOM OF CASING IS BENT
77102 | 1998-10-27 | 465.8434 | KoksilahRiver | 3 | -196 | yes | domestic well | Located in 196 (BR aquifer) polygon, but WB sediments are shallow uncolidated S&G Not drilled into BR. | A DOSKOCIL | Private Domestic | 1 |  | 0 | DINGWALL RD
77136 | 1999-05-14 | 497.822 | KoksilahRiver | 3 | -196 | yes | domestic well | Located in 196 (BR aquifer) polygon, but WB sediments are shallow uncolidated S&G Not drilled into BR. | Bosch | Private Domestic | 1.8 |  | 0 | NR LWR NE CORNER OF PROPERTY SET SCREEN IN GRAVEL-MADE 1 GPM PULLED SCREEN, PUSHED CASING TO ROCK
77150 | 1999-06-20 | 41.7414 | CowichanMainStem | 3 | -196 | yes | domestic well | Located in 196 (BR aquifer) polygon, but WB sediments are shallow uncolidated S&G Not drilled into BR. | GREG SHOOP | Private Domestic | 4 |  | 0 | BILLS RD OFF VANX RD OFF GLENORA RD 4' SUMP #80 SLOT SCREEN, TOP @ 8' BOTTOM @ 16'
77161 | 1999-07-19 | 567.8028 | Koksilah river | 10 | 186 | Yes | Well Survey indicates small user | Location within Aqs. 186/187/188 | DRILLWELL ENT LTD | Test | UNK |  | UNK | WELL USE: GEOSOURCE TEST HOLE.
77192 | 1999-09-08 | 158.4437 | KoksilahRiver | 3 | -196 | yes | domestic well | Located in 196 (BR aquifer) polygon, but WB sediments are shallow uncolidated S&G Not drilled into BR. | FRUEH | Private Domestic | 10 |  | 0
77195 | 1999-09-14 | 683.0075 | Cowichan River | 3 | 186 | Yes | Domestic use listed in WELLS | Location within Aqs. 186/187/188 | HILL & PARTNERS | Private Domestic | UNK |  | UNK | PULLED ALL CASING
80089 | 1997-01-20 | 473.4922 | Koksilah river | 3 | 186 | Yes | Domestic use listed in WELLS | Location within Aqs. 186/187/188 | CYNTHIA CAMPSALL | Private Domestic | 10 | 54.5 | UNK | COWICHAN INDIAN RES NO 1 WELDED LID
80090 | 1997-02-07 | 602.3788 | Koksilah river | 0 | 186 | Yes | Well Survey indicates well not in use - connected to municipal supply | Location within Aqs. 186/187/188 | BC AQUIFER TESTING | Other | 2000 | 10900 | UNK | HINGED LID
80164 | 1998-09-20 | 746.9389 | Glenora_Creek | 135 | 185 | yes | Water supply well assumed. Using estimated yield. | Location in 185. | WALDEN PARK | Unknown Well Use | 25 |  | 0 | PULLED BACK TO 126, WELDED CAP
80166 | 1997-06-23 | 186.9187 | Glenora_Creek | 0 | 196 | no | Abondoned | No well, abondoned | THE ITA WEGMANN ASSN | Abandoned | 0 |  | 0 | HOLE #1 IN GARDEN AREA DRY,CASING LEFT IN GROUND, TACK WELDED LID ON
81869 | 2002-10-18 | 303.5121 | Glenora_Creek | 3 | 196 | no | domestic well | Location in BR aq. 196 & lithology | WILLIAMS | Private Domestic | 6 |  | 0 | SHOE: 1-6"
81870 | 2002-10-18 | 254.2987 | Glenora_Creek | 0 | 196 | no | litholgy indicates dry hole | No well, dry hole | WILLIAMS | Private Domestic | 0 |  | 0
81884 | 2002-08-28 | 655.7699 | Koksilah river | 10 | 186 | Yes | See notes for wtn 81877 and well survey info. Property is indentified as small user. Therefore estimating pumping at 10 m3/d. | Location within Aqs. 186/187/188 | Cowichan Valley Meat Market Ltd. | Other | 50 | 272.5 | UNK
81885 | 2002-08-30 | 776.0476 | Koksilah river | 10 | 186 | Yes | Unknown use. Well record indicates domestic water supply well. Assuming small user (10 m3/d) | Location within Aqs. 186/187/188 | Karr | Other | 25 | 136.25 | UNK | Water is fresh and clear. DRIVE SHOE: 1-6".
81887 | 2002-08-29 | 646.1286 | Koksilah river | 10 | 186 | Yes | Well Survety incates a small user. Estimating pumping at 10 m3/d. Also note there is another well (wtn 81844) with same owner and similar characteristics, which may be a duplicate. wtn 81844 was not included in survey. | Location within Aqs. 186/187/188 | Cowichan Valley Meat Market Ltd. | Water Supply System | 50 | 272.5 | UNK
81908 | 1988-02-27 | 318.6294 | Glenora_Creek | 0 | 196 | no | litholgy indicates dry hole | No well, dry hole | Mendenhall |  | 0 |  | 0
83543 | 2004-01-06 | 363.1816 | Glenora_Creek | 3 | 185 | yes | Domestic use listed in WELLS | Location in 185. | GROENENDIJK | Private Domestic | 20 |  | 0 | CHLORINATE & TACK WELD LID
83546 | 2004-01-14 | 225.3811 | Koksilah river | 240.904 | 186 | Yes | Mainstem well (ocean farms hatchery). Assigning total ave daily use from well field to all Mainstem wells (10,200 m3/d). Using estimated yield as dailing pumping exceed well yield for this well | Location within Aqs. 186/187/188 | OCEAN FARMS | Commercial and Industrial | 500 | 2725 | UNK | 8 200 45-50', 8 150 50-57'. CHLORINATE & TACK WELD LID
83551 | 2004-02-03 | 384.8166 | Glenora_Creek | 160 | 185 | yes | Water supply well assumed. Using estimated yield. | Location in 185. | GLENORA COMMUNITY ASSOCIATION | Unknown Well Use | 30 |  | 0 | CHLORINATE & TACK WELD LID
84008 | 2004-12-06 | 867.11 | Glenora_Creek | 3 | 185 | yes | Domestic use listed in WELLS | Location in 185. | ELLISON | Private Domestic | 10 |  | 0 | WELDED LID AFTER CHLORINATION. FINISH OPEN BOTTOM. 10 GPM MAX NO SCREEN.
84031 | 2004-11-10 | 470.1659 | CowichanMainStem | 3 | 185 | yes | Domestic use listed in WELLS | Location in 185. | SNELLING | Private Domestic | 15 |  | 0 | CHLORINATE & TACK WELD LID
84047 | 2004-11-09 | 408.3414 | CowichanMainStem | 3 | 185 | yes | Domestic use listed in WELLS | Location in 185. | DOSKOCIL | Private Domestic | 15 |  | 0 | WORK METHOD: CABLE TOOL AND AIR ROTARY. SHOE: WELDED.
84062 | 2004-09-14 | 886.4657 | KelvinCreek | 3 | -196 | yes | domestic well | Located in 196 (BR aquifer) polygon, but WB sediments are shallow uncolidated S&G Not drilled into BR. | BJORNSON FAMILY | Private Domestic | 7 |  | 0 | 5 15 1208-1252'. WELDED LID AFTER CHLORONATION.
84065 | 2004-09-28 | 514.5434 | KelvinCreek | 3 | 185 | yes | Domestic use listed in WELLS | Location in 185. | MENDENHALL OROSI LAND COMPANY | Private Domestic | 2 |  | 0 | CHLORINE & WELDED LID
84069 | 2004-10-08 | 590.6004 | KoksilahRiver | 3 | -196 | yes | domestic well | Located in 196 (BR aquifer) polygon, but WB sediments are shallow uncolidated S&G Not drilled into BR. | JANSSEN | Private Domestic | 10 |  | 0 | TACK LID AFTER CHLORONATION. FLOWING ARTESIAN AT 2 GPM.
84087 | 2004-09-24 | 204.8301 | Glenora_Creek | 3 | 185 | yes | Domestic use listed in WELLS | Location in 185. | GREEN | Private Domestic | 8 |  | 0 | CHLORINE & WELDED LID
84104 | 2004-08-19 | 132.9695 | Glenora_Creek | 3 | -196 | yes | domestic well | Located in 196 (BR aquifer) polygon, but WB sediments are shallow uncolidated S&G Not drilled into BR. | Orosi Land Company | Private Domestic | 40 |  | 0 | WELDED LID AFTER CHLORONATION. JUST PAST ORIGINAL WELL.
84111 | 2004-08-18 | 37.8809 | Glenora_Creek | 3 | 196 | no | domestic well | Location in BR aq. 196 & lithology | POSTMA | Private Domestic | 1 |  | 0 | WELDED LID AFTER CHLORONATION.
84112 | 2004-08-17 | 54.1772 | Glenora_Creek | 3 | 196 | no | domestic well | Location in BR aq. 196 & lithology | POSTMA | Private Domestic | 0.5 |  | 0 | WELDED LIK AFTER CHLORONATION
84125 | 2003-04-23 | 145.9926 | Glenora_Creek | 3 | -196 | yes | domestic well | Located in 196 (BR aquifer) polygon, but WB sediments are shallow uncolidated S&G Not drilled into BR. | WEYERHAEUSER GLENORA | Private Domestic | 25 |  | 0 | WELDED LID AFTER CHLORINATION
84133 | 2004-07-29 | 801.5412 | Glenora_Creek | 3 | 185 | yes | Domestic use listed in WELLS | Location in 185. | BANFIELD | Private Domestic | 10 |  | 0 | WELDED LID AFTER CHLORINATION. 12 GPM OPEN BOTTOM
84142 | 2004-07-21 | 845.2497 | Cowichan River | 218 | 186 | Yes | Commercial use listed in WELLS. No pumping data. Assuming max pumping based on drillers yield est. | Location within Aqs. 186/187/188 | BOW MEL CHRYSLER | Commercial and Industrial | 40 | 218 | UNK | CUT OFF @ GROUND CHLORINATED WELDED LID. 23.5' CASING LEFT IN GROUND
84183 | 2004-04-30 | 228.2386 | Glenora_Creek | 3 | -196 | yes | domestic well | Located in 196 (BR aquifer) polygon, but WB sediments are shallow uncolidated S&G Not drilled into BR. | QUESNEL | Private Domestic | 0.5 |  | 0 | There was an issue with the Well OWNER please manually update CHLORINATE & TACK WELD LID. MAKING APPROX 1/2 GPM ON TOP OF SHALE
84570 | 1997-03-10 | 190.2783 | KoksilahRiver | 3 | -196 | yes | domestic well | Located in 196 (BR aquifer) polygon, but WB sediments are shallow uncolidated S&G Not drilled into BR. | ALLDRED | Private Domestic | 50 |  | 0 | WELDED STEEL LID
84571 | 2000-06-28 | 19.4477 | Glenora_Creek | 3 | -196 | yes | domestic well | Located in 196 (BR aquifer) polygon, but WB sediments are shallow uncolidated S&G Not drilled into BR. | APOSTOLI | Private Domestic | 0.7 |  | 0 | WELDED LID ON CASING. CUT CASING OFF AT 41'. SET SCREEN, PULLED SCREEN. LEFT OPE
84572 | 2000-06-25 | 17.6342 | Glenora_Creek | 3 | -196 | yes | domestic well | Located in 196 (BR aquifer) polygon, but WB sediments are shallow uncolidated S&G Not drilled into BR. | APOSTOLI | Private Domestic | 3 |  | 0 | WELDED LID ON CASING
84573 | 2000-06-04 | 259.4886 | Glenora_Creek | 3 | -196 | yes | domestic well | Located in 196 (BR aquifer) polygon, but WB sediments are shallow uncolidated S&G Not drilled into BR. | LINK | Private Domestic | 30 |  | 0 | WELDED CAP. CHLORINATE.
84574 | 1997-01-08 | 576.0457 | Glenora_Creek | 3 | 196 | no | domestic well | Location in BR aq. 196 & lithology | WILLIAMS | Private Domestic | 1 |  | 0 | There was an issue with the Well OWNER please manually update WELDED STEEL CAP
84575 | 1994-04-08 | 161.4016 | Glenora_Creek | 3 | 185 | yes | Domestic use listed in WELLS | Location in 185. | OZARD | Private Domestic | 6 |  | 0 | WELDED CAP. OPEN BOTTOM.
84576 | 2000-10-20 | 350.7563 | Glenora_Creek | 3 | 196 | no | domestic well | Location in BR aq. 196 & lithology | Percival | Private Domestic | 8 |  | 0 | WELDED LID ON CASING CHLORINATE
84577 | 1996-11-27 | 97.1481 | KelvinCreek | 3 | -196 | yes | domestic well | Located in 196 (BR aquifer) polygon, but WB sediments are shallow uncolidated S&G Not drilled into BR. | MENDENHALL | Private Domestic | 8 |  | 0 | There was an issue with the Well OWNER please manually update CHLORINATE & TACK WELD LID
84579 | 1998-09-11 | 1528.3612 | KoksilahRiver | 3 | -196 | yes | domestic well | Located in 196 (BR aquifer) polygon, but WB sediments are shallow uncolidated S&G Not drilled into BR. | KONKIN | Private Domestic | 8 |  | 0 | CHLORINATE & TACK WELD LID
84582 | 1997-06-23 | 130.0602 | Glenora_Creek | 3 | -196 | yes | domestic well | Located in 196 (BR aquifer) polygon, but WB sediments are shallow uncolidated S&G Not drilled into BR. | ITA WEGMANN ASSOCIATION OF BC | Private Domestic | 20 |  | 0 | TACK WELDED CAP
84586 | 2000-05-26 | 98.669 | Koksilah river | 3 | 186 | Yes | Domestic use listed in WELLS | Location within Aqs. 186/187/188 | ST ANDREW ANGLICAN CHURCH | Private Domestic | 5 | 27.25 | UNK | WELDED LID ON CASING
84590 | 1998-08-10 | 521.1379 | Glenora_Creek | 3 | 185 | yes | Domestic use listed in WELLS | Location in 185. | VANCAESEELE | Private Domestic | 7 |  | 0 | OPEN HOLE
84591 | 2000-10-06 | 566.445 | Glenora_Creek | 3 | 185 | yes | Domestic use listed in WELLS | Location in 185. | LAVER | Private Domestic | 4 |  | 0 | WELDED LID ON CASING. CHLORINATE WELL.
84592 | 2000-12-12 | 503.4098 | CowichanMainStem | 3 | 185 | yes | Domestic use listed in WELLS | Location in 185. | FERGUSON | Private Domestic | 20 |  | 0 | WELDED LID. OPEN BOTTOM.
84593 | 2000-12-04 | 850.2454 | Glenora_Creek | 0 | 185 | no | Abondoned |  | GUSTYNOWICZ | Private Domestic | 0 |  | 0 | PULLED OUT ALL CASING. BACKFILL & BENTONITE.
84594 | 2000-10-27 | 840.9958 | CowichanMainStem | 3 | 185 | yes | Domestic use listed in WELLS | Location in 185. | GUSTYNOWICZ | Private Domestic | 2 |  | 0 | CHLORINATE & TACK WELD LID. PLACED 20' OF 5 SLOTTED. PULLED CASING BACK.
84607 | 1997-09-26 | 900.1159 | Cowichan River |  | 186 | Yes | No estimate, Unknown use and incomplete well record. No pumping data. NOTE: Well records indicates "recharge well with 3 screens" | Location within Aqs. 186/187/188 | LAKE | Other | 30 | 163.5 | UNK | WELD LID. RECHARGE WELL 3 SCREENS.
84608 | 1997-09-25 | 922.238 | Cowichan River | 0 | 186 | Yes | Listed as an obs well. No pumping assumed. | Location within Aqs. 186/187/188 | LAKE | Observation Well | 30 | 163.5 | UNK | 60 37-42'. WELD LID. PRODUCTION WELL 2 SCREENS.
84609 | 1994-12-16 | 126.6449 | Cowichan River | 6700 | 186 | Yes | See well survey. NCD Production well No 5. Assigning total ave daily use for the well field to each of the production wells | Location within Aqs. 186/187/188 | DISTRICT OF NORTH COWICHAN | Water Supply System | 2000 | 10900 | 186 | 13.25 78-82'. WELDED CAP.
84610 | 2003-07-24 | 259.7515 | Glenora_Creek | 3 | 185 | yes | Domestic use listed in WELLS | Location in 185. | HILBERRY | Private Domestic | 60 |  | 0 | WELDED LID AFTER CHLORONATION
84637 | 2000-06-14 | 517.2062 | Koksilah river | 1090 | 186 | Yes | Mainstem well (ocean farms hatchery). Assigning total ave daily use from well field to all Mainstem wells (10,200 m3/d). Using estimated yield as dailing pumping exceed well yield for this well | Location within Aqs. 186/187/188 | OCEAN FARMS | Commercial and Industrial | 200 | 1090 | UNK | WELDED LID ON CASING
84639 | 2000-06-12 | 494.4834 | Koksilah river | 1090 | 186 | Yes | Mainstem well (ocean farms hatchery). Assigning total ave daily use from well field to all Mainstem wells (10,200 m3/d). Using estimated yield as dailing pumping exceed well yield for this well | Location within Aqs. 186/187/188 | OCEAN FARMS | Commercial and Industrial | 200 | 1090 | UNK | 7 200 49.5-60'. WELDED LID.
84796 | 1992-08-17 | 738.5898 | Koksilah river | 3 | 186 | Yes | Domestic use listed in WELLS | Location within Aqs. 186/187/188 | Nicholas | Private Domestic | 15 | 81.75 | UNK | WELDED CAP. OPEN BOTTOM
84799 | 1992-09-08 | 226.1337 | KoksilahRiver | 3 | -196 | yes | domestic well | Located in 196 (BR aquifer) polygon, but WB sediments are shallow uncolidated S&G Not drilled into BR. | WESTWICK | Private Domestic | 8 |  | 0 | HOLE #4. OPEN BOTTOM.
85090 | 2005-03-08 | 202.6347 | KelvinCreek | 3 | -196 | yes | domestic well | Located in 196 (BR aquifer) polygon, but WB sediments are shallow uncolidated S&G Not drilled into BR. | ARCHER FAIRBURNE FARM | Private Domestic | 10 |  | 0 | ALT REPORT SUBMITTED THROUGH EWELLS AND LATER AMENDED TO THIS RECORD. WELL ALT DETAILS: 2009 INSTALL 4" SCREEN TO STOP SAND PRODUCTION; 2013 INSTALL 4" PVC LINER WITH K-PACKER AND SHALE TRAPS TO TRY & STOP IRON BACTERIA FROM FOULING PUMP,DONE 2013-03-18.
85101 | 2005-02-24 | 108.771 | Glenora_Creek | 3 | -196 | yes | domestic well | Located in 196 (BR aquifer) polygon, but WB sediments are shallow uncolidated S&G Not drilled into BR. | VAN HELL | Private Domestic | 10 |  | 0 | SHOE: 6" DRIVE SHOE.
85107 | 2005-02-16 | 504.9905 | CowichanMainStem | 3 | 185 | yes | Domestic use listed in WELLS | Location in 185. | TOURISM BRITISH COLUMBIA | Private Domestic | 20 |  | 0 | WELDED LID AFTER CHLORINATION. FINISHED OPEN BOTTOM.
85120 | 2005-02-02 | 727.2511 | CowichanMainStem | 3 | 185 | yes | Domestic use listed in WELLS | Location in 185. | WHITE | Private Domestic | 3 |  | 0 | STOPPED IN TILL. DRILLED TO 15' W 8". PUT BENTONITE IN WHILE EXTRACTING 8" FOR SURFACE SEAL.
85146 | 1996-07-11 | 882.208 | Koksilah river | 0 | 186 | No | Abandoned (WELLS) | No well - Abandoned | BCBC VICTORIA HIGHWAYS | Abandoned | 25 | 136.25 | UNK | ABANDONED.
85197 | 2002-01-25 | 510.6102 | Koksilah river | 5450 | 186 | Yes | Mainstem well (ocean farms hatchery). Assigning total ave daily use from well field to all Mainstem wells (10,200 m3/d). Using estimated yield as dailing pumping exceed well yield for this well | Location within Aqs. 186/187/188 | HERITAGE AQUA FARM | Water Supply System | 1000 | 5450 | UNK | LOCATED INSIDE MAIN GATE ON RIGHT. WELDED LID.
85198 |  | 340.4003 | Cowichan River | 19600 | 186 | Yes | See well survey for VI Fish Hatchery. Assigning total ave daily use from well field to each of the three hatchery wells. (INSIDE WELL #101 PUMP ROOM LOCATED INSIDE HATCHERY BUILDING). | Location within Aqs. 186/187/188 | VANCOUVER ISLAND TROUT HATCHERY | Water Supply System | UNK |  | UNK
85242 | 1987-03-26 | 447.9142 | KelvinCreek | 50 | -196 | yes | Water supply well assumed. Using estimated yield. | Located in 196 (BR aquifer) polygon, but WB sediments are shallow uncolidated S&G Not drilled into BR. | FAIRBRIDGE STRATA WATER SYSTEM | Water Supply System | 10 |  | 0
85454 |  | 403.4032 | Glenora_Creek |  | 185 |  | Water supply system - no estimate - not enough information |  | VINOTECA WATERWORKS | Water Supply System | 0 |  | 0 | SWL VARIES 1' TO 6'.
86104 | 2006-10-23 | 638.7518 | Cowichan River | 0 | 186 | Yes | Irrigation well, not commercial. Included in well survey - reported as shut down. | Location within Aqs. 186/187/188 | KOKSILAH NURSERY | Commercial and Industrial | 2000 | 10900 | UNK
86860 | 2004-03-01 | 279.4076 | Glenora_Creek | 3 | 196 | no | domestic well | Location in BR aq. 196 & lithology | FAULKER | Private Domestic | 0.75 |  | 0 | MEASUREMENT FROM GROUND LEVEL
86861 | 2004-04-29 | 243.8068 | Glenora_Creek | 3 | 196 | no | domestic well | Location in BR aq. 196 & lithology | QUESNEL | Private Domestic | 0.75 |  | 0 | MEASUREMENT FROM GROUND LEVEL. ORIGINALLY MAKINg 1/3 GPM PICKED UP APPROX 1/2 GPM OF SALTWATER AT 185'. POSSIBLE MATCH TO WTN:63983 BUT NOT ENOUGH INFO TO DETERMINE DEEPENED WELL FROM 80 TO 200 FEET. ORIGINAL WELL POSSIBLY WTN 63983
87376 | 2006-02-01 | 357.1973 | Somenos Creek | 0 | 186 | Yes | Well Survey indicates well not in use, connected to municipal supply | Location within Aqs. 186/187/188 | COWICHAN SPORTSPLEX | Irrigation | 120 | 654 | UNK
87709 | 2005-12-06 | 83.4611 | KoksilahRiver | 3 | 196 | no | domestic well | Location in BR aq. 196 & lithology | MORTIMER | Private Domestic | 1 |  | 0 | DRILLING ADDITIVES WATER. MEASUREMENTS FROM GROUND LEVEL. FRACTURE AT 60' 1 GPM. RECOMMENDED PUMPING RATE 1 USGPM. WELL HEAD COMPLETION CHLORONATION.
88167 | 2007-03-14 | 641.3699 | KelvinCreek | 3 | -196 | yes | domestic well | Located in 196 (BR aquifer) polygon, but WB sediments are shallow uncolidated S&G Not drilled into BR. | BJORNSON | Private Domestic | 10 |  | 0
88289 | 2007-05-15 | 40.2012 | Glenora_Creek | 3 | -196 | yes | domestic well | Located in 196 (BR aquifer) polygon, but WB sediments are assumed to be shallow uncolidated S&G Not drilled into BR. | HALL | Private Domestic | 5 |  | 0
88304 | 2007-01-18 | 1184.0052 | Glenora_Creek | 3 | 185 | yes | Domestic use listed in WELLS | Location in 185. | EHRLICH | Private Domestic | 50 |  | 0 | METHOD OF DRILLING AIR ROTARY & DRIVING. WELL YIELD ESTIMATED BY AIR LIFTING & BAILING.
88360 | 2007-03-13 | 876.5776 | KelvinCreek | 0 | -196 | no | litholgy suggests dry hole | No well, dry hole | BJORNSON | Private Domestic | 0 |  | 0
88417 | 1993-04-19 | 533.4199 | KelvinCreek | 3 | 196 | no | domestic well | Location in BR aq. 196 & lithology | MENDENHALL | Private Domestic | 12 |  | 0 | PITLESS UNIT WELDED, NEW. 1 6" SHOE.
88759 | 2002-12-02 | 658.3181 | Glenora_Creek | 3 | 185 | yes | Domestic use listed in WELLS | Location in 185. | GIBSON | Private Domestic | 10 |  | 0 | MEASUREMENTS FROM GROUND LEVEL. 10 GPM STATIC 55'. SHOE: 6''. WELL HEAD COMPLETION: CHLORINATE & TACK WELD.
88816 | 2002-05-15 | 253.9303 | Glenora_Creek | 1.8 | 196 | no | domestic well, using max yield | Location in BR aq. 196 & lithology | QUESNEL | Private Domestic | 0.33 |  | 0 | MEASUREMENTS FROM GROUND LEVEL. 1/3 GPM. PITLESS UNIT WELDED. WELL HEAD COMPLETION CHLORINATE.
88817 | 2002-05-14 | 238.6688 | Glenora_Creek | 1.8 | 196 | no | domestic well, using max yield | Location in BR aq. 196 & lithology | QUESNEL | Private Domestic | 0.33 |  | 0 | MEASUREMENTS FROM GROUND LEVEL. 1/3 GPM. STATIC. SHOE THIESSEN. WELL HEAD COMPLETION CHLORINATE.
88824 | 2002-05-16 | 483.217 | Glenora_Creek | 105 | 185 | yes | Irrigation use listed in WELLS. Setting to estimated yield | Location in 185. | STEVENSON | Irrigation | 20 |  | 0 | MEASUREMENTS FROM GROUND LEVEL. EXPOSED ONLY 3' OF SCREEN TO KEEP CLEAR OF SAND. PITLESS UNIT WELDED. RECOMMENDED PUMPING RATE 20 USGPM. CHLORINATE.
89734 | 1995-06-16 | 982.739 | CowichanMainStem | 3 | 185 | yes | Domestic use listed in WELLS | Location in 185. | WILLIAMS | Private Domestic | 4.5 |  | 0 | MEASUREMENTS FROM GROUND LEVEL.
90024 | 2001-07-06 | 352.1147 | KoksilahRiver | 3 | 196 | no | domestic well | Location in BR aq. 196 & lithology | ASP | Private Domestic | 5 |  | 0 | MEASUREMENTS: GROUND LEVEL. GROUT: 3/8 HOLE SEAL.
90364 | 2004-03-30 | 712.911 | KoksilahRiver | 3 | 196 | no | domestic well | No lithology info, assumed BR well based on location. | ALLEN | Private Domestic | 2.5 |  | 0 | MEASUREMENTS FROM GROUND LEVEL. NO RECORD AVAILABLE FOR ORIGINAL DRILLING. RECOMMENDED PUMPING RATE 2.5 USGPM. RE-INSTALLED OWNERS PUMP.
90369 | 2006-09-14 | 235.3987 | Glenora_Creek | 3 | 185 | yes | Domestic use listed in WELLS | Location in 185. | OROSI LAND CORPORATION | Private Domestic | 2 |  | 0
91015 | 2007-10-24 | 428.9123 | Glenora_Creek | 3 | 185 | yes | Domestic use listed in WELLS | Location in 185. | MINER | Private Domestic | 3 |  | 0 | DRILLING ADDITIVES: WATER. MEASUREMENTS FROM GROUND LEVEL. PITLESS UNIT: WELDED, NEW. SCREEN: SET FROM 170 TO 2 FT, PERFORATED, PLASTIC.
91106 | 2007-09-06 | 207.3168 | Cowichan River | 10 | 186 | Yes | Commercial use listed in WELLS. Well rercord indicates water supply well for campground. Assuming small user (10 m3/d) | Location within Aqs. 186/187/188 | SILVER PARK CAMPSITES | Commercial and Industrial | UNK |  | UNK | COULD NOT FIND ORIGINAL RECORD.
91200 | 2007-07-23 | 318.0662 | Cowichan River | 54.5 | 186 | Yes | Well Survey indicates small user for fire supression and dust control | Location within Aqs. 186/187/188 | HARPERS RECYCLING | Unknown | 10 | 54.5 | UNK
91217 | 2007-07-26 | 352.2883 | Koksilah river | 3 | 186 | Yes | Domestic use listed in WELLS | Location within Aqs. 186/187/188 | SOUND | Private Domestic | 15 | 81.75 | UNK
91231 | 2007-08-23 | 795.1114 | Glenora_Creek | 3 | 196 | no | domestic well | Location in BR aq. 196 & lithology | ARROWSMITH | Private Domestic | 1.5 |  | 0
91272 | 2007-05-31 | 307.2293 | Glenora_Creek | 3 | 196 | no | domestic well | Location in BR aq. 196 & lithology | GLENORA FARMS | Private Domestic | 0.5 |  | 0 | FLOW AT 100' < 1/4 (F), 180' < 1/2 F, 220' 1/3, 260' 1/3 F, 340 1/2 SALTY. WATER WAS FRESH AT 260' & SALTY AT 340'. WELL HAS NOT BEEN CLOSED, MAY BE PARTLY FILLED & HYDRO-FRACTURED LATER. WELL IS CAPPED.
91273 | 2007-06-08 | 97.1186 | Glenora_Creek | 0 | 196 | no | Abondoned | No well, abondoned | GLENORA FARMS |  | 0 |  | 0 | DRILLED & CLOSED SAME DAY. BACKFILLED HOLE.
91274 | 2007-06-11 | 290.3129 | Glenora_Creek | 0 | 196 | no | Abondoned | No well, abondoned | GLENORA FARMS |  | 0 |  | 0 | DRILLED & CLOSED. ALL CASING REMOVED. 3 FT BENTONITE LAYERS, 20 FT PEA GRAVEL LAYERS.
91275 | 2007-06-13 | 223.9425 | Glenora_Creek | 0 | 196 | no | Abondoned | No well, abondoned | GLENORA FARMS |  | 0 |  | 0 | DRILLED & CLOSED ON SAME DAY. BACKFILL HOLE & PULL CASING.
91845 | 2000-06-23 | 18.6291 | Glenora_Creek | 0 | 196 | no | Abondoned | No well, abondoned | APOSTOLI | Private Domestic | 0 |  | 0 | BACKFILLED ROCK WITH PEA GRAVEL TO 28'. PLACED BENTONITE SEAL 25-28'. BACKFILLED INSIDE 6" CASING WITH PEAR GRAVEL UP TO 5'. CUT 6" CASING OFF 2' BELOW GRADE PLACED BENTONITE SEAL FROM 2-5'. WELDED LID ON CASING. PITLESS UNIT: WELDED.
91846 | 2000-10-25 | 855.4148 | Glenora_Creek | 0 | 185 | no | Abondoned |  | GUSTYNOWICZ | Abandoned | 0 |  | 0 | SEALED BELOW GROUND. MEASUREMENTS FROM GROUND LEVEL.
92513 | 2003-05-14 | 397.0411 | Glenora_Creek | 3 | -196 | yes | domestic well | Located in 196 (BR aquifer) polygon, but WB sediments are assumed to be shallow uncolidated S&G Not drilled into BR. | SAARI |  | 7 |  | 0 | MEASUREMENTS FROM GROUND LEVEL. PITLESS UNIT: WELDED. WELL HEAD COMPLETION: CHLORINATE & TACK LID. RECOMMENDED PUMPING RATE: 7 USGPM.
94354 | 2008-05-12 | 1029.7586 | KoksilahRiver | 3 | 196 | no | domestic well | Location in BR aq. 196 & lithology | VOORHOEVE | Private Domestic | 0.5 |  | 0
94364 | 2008-07-15 | 891.9486 | CowichanMainStem | 65 | 185 | yes | Irrigation use listed in WELLS. Setting to estimated yield | Location in 185. | THE LAND CONSERVANCY | Irrigation | 12 |  | 0 | CASING CUT OFF AT 127 FEET. AND LOWER PORTION BACKFILLED TO SET SCREEN.
94373 | 2008-07-30 | 924.4458 | Glenora_Creek |  | 185 | no | no estimate - not enough information |  | SCHWEDE |  | 10 |  | 0 | SCREEN MATERIAL: NATURAL.
95353 | 2009-03-23 | 480.607 | CowichanMainStem | 3 | 185 | yes | Domestic use listed in WELLS | Location in 185. | SHIELL | Private Domestic | 15 |  | 0 | NATURAL GRAVEL PACK USED.
95354 | 2008-11-05 | 11.433 | KoksilahRiver | 40 | -196 | yes | water supply well, using yield estimate (~7.5 gpm). | No lithology info, assuming unconfined based on shallow depth and good yield | GIRL GUIDES - CAMP CREINA | Water Supply System | 7.5 |  | 0 | CHECKED DEPTH & YIELD & UPGRADED WELL HEAD & EXTENDED WELL CASING 5 FEET ABOVE FLOOD LEVEL.
95455 | 2008-03-31 | 291.8857 | CowichanMainStem | 3 | 196 | no | Domestic use listed in WELLS | bedrock well indicated | ROBINSON | Private Domestic | 2 |  | 0
96108 | 2008-05-26 | 29.8119 | Koksilah river | 3 | 186 | Yes | Domestic use listed in WELLS | Location within Aqs. 186/187/188 | WESTWICK | Private Domestic | 50 | 272.5 | UNK | SHOULD NOT PUMP MORE THAN 1 GPM WITHOUT SCREEN
96112 | 2008-05-01 | 41.2708 | Glenora_Creek | 80 | 185 | yes | Irrigation use listed in WELLS. Setting to estimated yield | Location in 185. | VINEYARD | Irrigation | 15 |  | 0 | ESTIMATED WELL YIELD 15-20 USGPM
96154 | 2007-10-30 | 755.039 | KoksilahRiver | 20 |  |  | Assuming irrigation well based on ownership, using max yield |  | VAN VALLEY FARM LTD. |  | 4 |  | 0 | CASING CUT DOWN HALE AT 28FT. BACKFILLED CASING W PEA GRAVEL. OBSERVATIONS, CLOSURE DETAILS CASING SHOE CUT OFF AT 28FT.
96190 | 2008-08-27 | 516.9412 | CowichanMainStem | 3 | 185 | yes | Domestic use listed in WELLS | Location in 185. | DAVIS | Private Domestic | 4 |  | 0
96303 | 1989-06-10 | 556.2836 | Koksilah river | 10200 | 186 | Yes | Mainstem well (ocean farms hatchery). Assigning total ave daily use from well field to all Mainstem wells (10,200 m3/d). | Location within Aqs. 186/187/188 | MAINSTREAM CANADA DIVISION OF EWOS CANADA | Commercial and Industrial | UNK |  | UNK
96304 | 1987-06-10 | 556.2836 | Koksilah river | 10200 | 186 | Yes | Mainstem well (ocean farms hatchery). Assigning total ave daily use from well field to all Mainstem wells (10,200 m3/d). | Location within Aqs. 186/187/188 | MAINSTREAM CANADA DIVISION OF EWOS CANAD | Commercial and Industrial | UNK |  | UNK
96307 | 1987-06-01 | 557.4865 | Koksilah river | 10200 | 186 | Yes | Mainstem well (ocean farms hatchery). Assigning total ave daily use from well field to all Mainstem wells (10,200 m3/d). | Location within Aqs. 186/187/188 | MAINSTREAM CANADA DIVISION OF EWOS CANADA | Commercial and Industrial | UNK |  | UNK
96408 | 1996-07-09 | 725.8593 | CowichanMainStem | 3 | 185 | yes | Domestic use listed in WELLS | Location in 185. | LABAN | Private Domestic | 50 |  | 0 | MEASUREMENTS FROM GROUND LEVEL. PITLESS UNIT WELDED. SCREEN BOTTOM STEEL.
96456 | 2002-03-11 | 114.3889 | Glenora_Creek | 3 | -196 | yes | domestic well assumed | Located in 196 (BR aquifer) polygon, but WB sediments are assumed to be shallow uncolidated S&G Not drilled into BR. | MENDENHALL |  | 1 |  | 0
96473 | 2002-02-26 | 61.9763 | Cowichan River | 3 | 186 | Yes | Domestic use listed in WELLS | Location within Aqs. 186/187/188 | CHARLIE | Private Domestic | 15 | 81.75 | UNK | BLOWING 30 GPM SAVE COARSE SAND
96482 | 1983-02-02 | 192.3027 | Somenos Creek | 3 | 186 | Yes | Domestic use listed in WELLS | Location within Aqs. 186/187/188 | HOLMAN | Private Domestic | 20 | 109 | UNK | CSING DIAM 6".
96522 | 2004-07-27 | 1219.6998 | Cowichan River | 3 | 186 | Yes | Domestic use listed in WELLS | Location within Aqs. 186/187/188 | CHASE | Private Domestic | UNK |  | UNK | WORK METHOD CABLE TOOL & AIR ROTARY DRILLING ADDITIVES DESCRIPTION 15-20 GPM
96528 | 2004-07-26 | 1218.2961 | Cowichan River | 3 | 186 | Yes | Domestic use listed in WELLS | Location within Aqs. 186/187/188 | CHASE | Private Domestic | UNK |  | UNK | DRILLING ADDITIVES: WATER.
96529 | 1990-10-02 | 1969.366 | KoksilahRiver | 3 | -196 | yes | domestic well | No lithology info, assuming unconfined based on shallow depth and good yield | WHITTAKER | Private Domestic | 5 |  | 0 | MEASUREMENTS FROM GROUND LEVEL. PITLESS UNIT WELDED. CASING SHOE HARDENED STEEL. SCREEN TYPE OPEN BOTTOM. RECOMMENDED PUMPING RATE 5 GPM.
96541 | 2002-02-02 | 180.8579 | Glenora_Creek | 10 | 185 | yes | Unknown use, assuming small users | Location in 185. | OROSI LAND COMPANY LTD |  | 60 |  | 0 | MEASUREMENTS FROM GROUND LEVEL. PITLESS UNIT WELDED. SCREEN BOTTOM THREADED.
96543 | 2002-05-16 | 53.0963 | Glenora_Creek |  | -196 | no | no estimate - not enough information |  | QUESNEL | Private Domestic | 0 |  | 0 | MEASUREMENTS FROM GROUND LEVEL.
96549 | 2001-11-21 | 236.6917 | KoksilahRiver | 3 | -196 | yes | domestic well | Located in 196 (BR aquifer) polygon, but WB sediments are assumed to be shallow uncolidated S&G Not drilled into BR. | PURVES | Private Domestic | 50 |  | 0 | MEASUREMENTS FROM GROUND LEVEL. PITLESS UNIT WELDED. CASING SHOE THIESEN.
96551 | 2003-01-09 | 500.5655 | KoksilahRiver | 3 | 196 | no | domestic well | Location in BR aq. 196 & lithology | CAMPBELL | Private Domestic | 4 |  | 0 | DRILLING ADDITIVES WATER. MEASUREMENTS FROM GROUND LEVEL. 41' SHALE. FINISHED OPEN BOTTOM. PITLESS UNIT WELDED.
96552 | 2003-01-08 | 470.315 | KoksilahRiver | 0 | 196 | no | dry hole | No well, dry hole | CAMPBELL | Private Domestic | 0 |  | 0 | DRILLING ADDITIVES WATER. MEASUREMENTS FROM GROUND LEVEL. PITLESS UNIT WELDED. PULLED CASING.
96594 | 2002-01-25 | 529.6298 | Koksilah river | 5450 | 186 | Yes | Mainstem well (ocean farms hatchery) assumed based on well inventory. Assigning total ave daily use from well field to all Mainstem wells (10,200 m3/d). Using estimated yield as dailing pumping exceed well yield for this well | Location within Aqs. 186/187/188 | HERITAGE AQUA FARM | Commercial and Industrial | 1000 | 5450 | UNK | WELL WATER USE COMM & IND HOLE DIAMETER 20" SCREEN SET FROM 81 TO 104 FT LENGTH 3 & 20 BOTTOM FLAT DEVELOPED BY SURGIN BAILING & PUMPING RECOMMENDED PUMP SETTING 75 FT RATE +1000 USGPM
96601 | 2004-08-04 | 180.5837 | Cowichan River |  | 186 | Yes | No estimate. Unknown use. 6-inch, 50 ft well. | Location within Aqs. 186/187/188 | NORTH COWICHAN PH 7 | Unknown | 10 | 54.5 | UNK | 77' END OF HOLE PULL BACK TO 50 FT SCREEN TYPE OPEN BOTTOM
96609 | 2002-03-14 | 1011.5026 | KoksilahRiver | 3 | 196 | no | domestic well | Location in BR aq. 196 & lithology | HOLMON | Private Domestic | 5 |  | 0 | OBVIOUS WATER FLOW ENTERING UNDER CASING NO NOTICEABLE INCREASE IN FLOW FROM 200 FT TO 250 FT OPEN HOLE DIAMETER FROM 5.875 RECOMMENDED PUMP SETTING 240 FT RATE 5 USGPM OWNER TO REINSTALL PUMP
96612 | 1990-09-25 | 1971.3869 | KoksilahRiver | 0 | 196 | no | dry hole | No well, dry hole | WHITTAKER | Private Domestic | 0 |  | 0 | HOLE 1. CUT SHOE PULLED ALL CASING.
96646 | 1981-10-16 | 1112.1783 | CowichanMainStem | 3 | 185 | yes | Domestic use listed in WELLS | Location in 185. | UNKNOWN | Private Domestic | 5 |  | 0 | MEASUREMENTS FROM GROUND LEVEL. SHOE: WELDED 6".
96651 | 1981-10-20 | 1112.9859 | CowichanMainStem | 3 | 185 | yes | Domestic use listed in WELLS | Location in 185. | UNKNOWN | Private Domestic | 10 |  | 0 | MEASUREMENTS FROM GROUND LEVEL. SHOE: WELDED 6".
97010 | 2009-06-29 | 1661.5876 | KoksilahRiver | 0 | 196 | no | dry hole | No well, dry hole | CATHERINE | Private Domestic | 0 |  | 0 | METHOD OF DRILLING: AIR ROTARY & DRIVING. DRY HOLE. CLIENT MAY USE FOR GEO-EXCHANGE.
97011 | 2009-06-30 | 1642.2087 | KoksilahRiver | 0 | 196 | no | dry hole | No well, dry hole | CATHERINE | Private Domestic | 0 |  | 0 | METHOD OF DRILLING: AIR ROTARY & DRIVING.
97018 | 2009-08-13 | 579.3564 | Glenora_Creek | 3 | 185 | yes | Domestic use listed in WELLS | Location in 185. | PYWELL | Private Domestic | 15 |  | 0
97020 | 2009-08-19 | 738.3149 | Koksilah river | 3 | 186 | Yes | Domestic use listed in WELLS | Location within Aqs. 186/187/188 | BROWN | Private Domestic | 15 | 81.75 | UNK | SCREEN DETAILS TYPE AND SIZE OF MATERIAL NATURAL GRAVEL PACK.
97027 | 2009-06-23 | 637.8232 | Glenora_Creek | 3 | 185 | yes | Domestic use listed in WELLS | Location in 185. | NOONAN | Private Domestic | 10 |  | 0
100046 | 1990-05-16 | 412.6603 | Glenora_Creek | 3 | 185 | yes | Domestic use listed in WELLS | Location in 185. | MINER | Private Domestic | 4 |  | 0 | CASING WELDED NEW SHOE 1-6
100355 | 1987-04-21 | 528.7759 | Koksilah river | 545 | 186 | Yes | Mainstem well (ocean farms hatchery). Assigning total ave daily use from well field to all Mainstem wells (10,200 m3/d). Using estimated yield as dailing pumping exceed well yield for this well | Location within Aqs. 186/187/188 | OCEAN FARMS LIMITED | Commercial and Industrial | 100 | 545 | UNK | LEFT CASING FOR OCEAN FARMS
100459 | 1992-09-10 | 283.625 | KoksilahRiver |  | -196 | no | no estimate - not enough information |  | WESTWICK | Private Domestic | 0 |  | 0
100460 | 1992-09-10 | 258.5749 | KoksilahRiver |  | -196 | no | no estimate - not enough information |  | WESTWICK | Private Domestic | 0 |  | 0
100631 | 1986-10-23 | 1041.4401 | CowichanMainStem | 3 | 185 | yes | Domestic use listed in WELLS | Location in 185. | CHARLIE | Private Domestic | 15 |  | 0 | MEASUREMENTS FROM: GROUND LEVEL; PITLESS = WELDED; SHOE = ONE; SCREEN TYPE = OTHER - OPEN BOTTOM;
100632 | 1994-01-21 | 786.225 | KoksilahRiver | 3 | 185 | yes | Domestic use listed in WELLS | Location in 185. | WILSON | Private Domestic | 12 |  | 0 | PITLESS = WELDED; SHOE = 1 - 6"; FITTINGS BOTTOM = FLAT
100635 | 1990-05-29 | 1452.4766 | Cowichan River | 3 | 186 | Yes | Domestic use listed in WELLS | Location within Aqs. 186/187/188 | PAIGE | Private Domestic | 15 | 81.75 | UNK | MEASUREMENTS FROM: GROUND LEVEL; PITLESS = WELDED; SHOE = ONE - HARDENED STEEL; RECOMMENDED PUMP RATE = 15 GPM;
100813 | 1992-09-10 | 128.0103 | KoksilahRiver |  | -196 | no | no estimate - not enough information |  | WESTWICK |  | 0 |  | 0 | NO INFORMATION PROVIDED.
101438 | 2002-04-01 | 147.7301 | Glenora_Creek | 0 | 185 | no | Monitoring well indicated |  | MENDENHALL |  | 0 |  | 0 | SITE A MONITORING WELL. 0-13 FEET DRILL CUTTINGS, 13-14 FEET BENTONITE, 14-25 FEET SAND & SCREEN.
102117 | 1950-01-01 | 807.3801 | Cowichan River | 1500 | 186 | Yes | Irrigation use assumed based on ownership. Well record indicates estimated yield is 276-330 GM. Using yield value for pumping rate. | Location within Aqs. 186/187/188 | KOKSILAH NURSERY | Irrigation | 275 | 1500 | 186 | DATE IS NOT ACCURATE - WAS CONSTRUCTED PRE-1967. AUGUST 1967 TEST PUMPING RATES: 276 TO 330 GPM. DRAWDOWN 10 TO 17 INCHES. T= 5.06 TO 9.47 X 104 GPD/FT
102141 | 2010-04-06 | 472.7648 | KelvinCreek | 3 | 185 | yes | Domestic use listed in WELLS | Location in 185. | Aubin | Private Domestic | 8 |  | 0 | 3 foot Naturdal Gravel Pack inside of casing. WELL RECORD SUBMITTED THROUGH EWELLS.
102210 | 2010-06-03 | 355.3749 | Glenora_Creek | 1 | 196 | no | Domestic use listed in WELLS | bedrock well indicated | Shaw | Private Domestic | 0 |  | 0 | Flow estimated at less than .25 GPM. WELL RECORD SUBMITTED THROUGH EWELLS.
102290 | 2010-07-28 | 821.6077 | KelvinCreek | 3 | -196 | yes | domestic well | Located in 196 (BR aquifer) polygon, but WB sediments are assumed to be shallow uncolidated S&G Not drilled into BR. | Behboudi | Private Domestic | 4 |  | 0 | WELL RECORD SUBMITTED THROUGH EWELLS.
103048 | 2010-07-26 | 851.4633 | KoksilahRiver |  | -196 | no | no estimate - not enough information |  | BEHBOUDIE | Private Domestic | 0 |  | 0
103338 | 2010-07-22 | 279.6974 | Glenora_Creek | 1 | 196 | no | Domestic use listed in WELLS | bedrock well indicated | SHAW | Private Domestic | 0.25 |  | 0
104507 |  | 645.8114 | KelvinCreek |  | 185 | no | no estimate - not enough information |  | Patterson |  | 0 |  | 0 | ENTERED BY REGIONAL STAFF
104508 |  | 423.1165 | Glenora_Creek |  | 185 | no | no estimate - not enough information |  | Miner |  | 0 |  | 0 | ENTERED BY REGIONAL STAFF.
104509 | 1988-02-18 | 1255.8965 | CowichanMainStem | 250 | 185 | yes | Commercial use indicated, assuming medium user | Location in 185. | BUTLER BROTHERS SUPPLIES | Commercial and Industrial | 70 |  | 0 | ENTERED BY REGIONAL STAFF
104652 | 2011-09-09 | 271.1525 | Glenora_Creek | 3 | 185 | yes | Domestic use listed in WELLS | Location in 185. | Miner | Private Domestic | 5 |  | 0 | WELL RECORD SUBMITTED THROUGH EWELLS.
104689 | 1991-05-31 | 337.3679 | Cowichan River | 19600 | 186 | Yes | See well survey for VI Fish Hatchery. Assigning total ave daily use from well field to each of the three hatchery wells. | Location within Aqs. 186/187/188 | VANCOUVER ISLAND HATCHERY | Other | 3036 | 16546.2 | UNK | Production Well #2. AUG 2015 UPDATED COORDINATES BASED ON FIELD WORK
104690 | 1991-05-31 | 218.1576 | Cowichan River | 19600 | 186 | Yes | See well survey for VI Fish Hatchery. Assigning total ave daily use from well field to each of the three hatchery wells. | Location within Aqs. 186/187/188 | FRESHWATER FISHERIES SOCIETY OF BC |  | 3173 | 17292.85 | UNK | Production Well #3. AUG 2015 UPDATED COORDINATES BASED ON SURVEY.
104705 | 2010-01-25 | 561.0352 | Cowichan River | 0 | 186 | Yes | Listed as an obs well. 2-inch observation well, no pumping assumed | Location within Aqs. 186/187/188 | CITY OF DUNCAN | Observation Well | UNK |  | UNK | PIEZOMETER FOR CITY OF DUNCAN GROUNDWATER MONITORING; TH10-1;
104706 | 2010-01-25 | 806.2657 | Cowichan River | 0 | 186 | Yes | Listed as an obs well. 2-inch observation well, no pumping assumed | Location within Aqs. 186/187/188 | CITY OF DUNCAN | Observation Well | UNK |  | UNK | MONITORING WELL TH10-2 FOR CITY OF DUNCAN
106070 | 2011-10-24 | 707.2085 | Glenora_Creek | 3 | 196 | no | domestic well | Location in BR aq. 196 & lithology | Arrowsmith | Private Domestic | 6 |  | 0
106359 | 2012-05-25 | 170.9776 | Glenora_Creek | 3 | -196 | yes | domestic well | Located in 196 (BR aquifer) polygon, but WB sediments are assumed to be shallow uncolidated S&G Not drilled into BR. | Erickson | Private Domestic | 5 |  | 0 | WELL RECORD SUBMITTED THROUGH EWELLS BY DRILLING COMPANY.
106396 | 2012-04-23 | 189.398 | Glenora_Creek | 3 | -196 | yes | domestic well | Located in 196 (BR aquifer) polygon, but WB sediments are assumed to be shallow uncolidated S&G Not drilled into BR. | Mendenhall | Private Domestic | 12 |  | 0 | WELL RECORD SUBMITTED THROUGH EWELLS BY DRILLING COMPANY.
106668 | 2012-07-05 | 107.1866 | CowichanMainStem | 3 | 196 | no | domestic well | Location in BR aq. 196 & lithology | Karamessines | Private Domestic | 1 |  | 0 | WELL RECORD SUBMITTED THROUGH EWELLS BY DRILLING COMPANY. ORIGINAL COORDINATES (10, 456691, 5395992) DIDN'T PLACE WELL ON MATCHING LEGAL.
107025 | 2012-10-05 | 346.613 | Glenora_Creek | 3 | 185 | yes | Domestic use listed in WELLS | v | Shaw | Private Domestic | 3 |  | 0 | WELL RECORD SUBMITTED THROUGH EWELLS BY DRILLING COMPANY.
107062 | 2012-10-09 | 31.8126 | Glenora_Creek | 3 | 185 | yes | Domestic use listed in WELLS | Location in 185. | Belcher | Private Domestic | 10 |  | 0 | WELL RECORD SUBMITTED THROUGH EWELLS BY DRILLING COMPANY.
107303 | 2012-02-01 | 209.4165 | Glenora_Creek |  | -196 | no | no estimate - not enough information |  | JURY | Private Domestic | 0 |  | 0 | WELL ORIGINALLY DRILLED FOR RAY LAY IN 1993 BY DRILLWELL (DOUG WATT).
107815 | 2013-03-27 | 411.1426 | Koksilah river | 545 | 186 | Yes | Mainstem well (ocean farms hatchery) assumed based on well inventory. Assigning total ave daily use from well field to all Mainstem wells (10,200 m3/d). Using estimated yield as dailing pumping exceed well yield for this well | Location within Aqs. 186/187/188 | OCEAN FARMS HATCHERY MAINSTREAM CANADA | Unknown | 100 | 545 | UNK | WELL RECORD SUBMITTED THROUGH EWELLS.
107884 | 2013-03-09 | 909.0088 | Glenora_Creek | 0 | 185 | no | Obs Well |  | PROVINCE OF BC |  | 0 |  | 0
107885 | 2013-03-09 | 909.0088 | Glenora_Creek | 0 | 185 | no | Obs Well |  | PROVINCE OF BC | Observation Well | 0 |  | 0
108139 |  | 663.6092 | Cowichan River | 109 | 186 | Yes | See well survey - Using 109 m3/day when operating (250 DAY/Y) | Location within Aqs. 186/187/188 | WESTERN FOREST PRODUCTS LTD | Commercial and Industrial | 1750 | 9537.5 | UNK | WELL SHARED WITH FARM NEXT DOOR. WATER NOT USED FOR DRINKING. NO LOG AVAILABLE, LIMITED INFO PROVIDED.
108237 | 1993-06-17 | 570.9842 | Koksilah river | 0 | 186 | Yes | Unknown use. Well record indicated geosource well. Assuming no net pumping. | Location within Aqs. 186/187/188 | DRILLWELL ENTERPRISES LTD | Other | 20 | 109 | UNK | WELL USE: GEOSOURCE. RECORD FILLED OUT FROM OLD NOTES AND MEMORY.
108427 | 2013-08-16 | 772.1156 | Glenora_Creek | 98 | 185 | yes | Commercial use indicated, using yield value | Location in 185. | Windhorse Farm | Commercial and Industrial | 18 |  | 0 | WELL RECORD SUBMITTED THROUGH EWELLS.
108437 | 2013-05-02 | 826.2539 | Cowichan River | 1635 | 186 | Yes | Municiple use assumed based on ownership. No pumping data. Using drillers yield est. | Location within Aqs. 186/187/188 | City of Parksville | Other | 300 | 1635 | UNK | Aquifer storage & recovery well. WELL RECORD SUBMITTED THROUGH EWELLS.
108438 | 2013-08-01 | 119.088 | CowichanMainStem | 3 | 196 | no | domestic well | Location in BR aq. 196 & lithology | Hepting | Private Domestic | 1.5 |  | 0 | WELL RECORD SUBMITTED THROUGH EWELLS.
108550 | 2013-07-07 | 504.5802 | Koksilah river | 327 | 186 | Yes | Assuming this well belongs to Mainstem (ocean farms hatchery) based on listed ownership. Assigning total ave daily use from well field to all Mainstem wells (10,200 m3/d). Using estimated yield as dailing pumping exceed well yield for this well | Location within Aqs. 186/187/188 | Mainstream Canada | Private Domestic | 60 | 327 | UNK | WELL RECORD SUBMITTED THROUGH EWELLS.
108959 | 1991-11-13 | 653.5531 | KoksilahRiver | 3 | 196 | no | domestic well | Location in BR aq. 196 & lithology | KOWARK | Private Domestic | 1 |  | 0 | 1 GPM AT 67' ON SHALE. ABANDONED. PULLED CASING.
108963 |  | 199.0232 | Koksilah river | 3 | 186 | Yes | Unknown use. Notes in the well record indicate this is a private well serving domestic use. | Location within Aqs. 186/187/188 | COOPER | Unknown | UNK |  | UNK | INFORMATION PROVIDED BY HOMEOWNER AS PART OF SOUTH COWICHAN WATER QUALITY SURVEY. NO ORIGINAL WELL LOG AVAILABLE.
109019 | 2014-05-14 | 612.3589 | Koksilah river | 545 | 186 | Yes | Irrigation use listed in WELLS. No pumping data. Using drillers yield est. | Location within Aqs. 186/187/188 | MAKARIA FARM | Irrigation | 100 | 545 | UNK | WELL RECORD SUBMITTED THROUGH EWELLS.
109023 | 2014-04-22 | 560.0222 | CowichanMainStem | 3 | 185 | yes | Domestic use listed in WELLS | Location in 185. | ATKINS | Private Domestic | 0 |  | 0 | WELL RECORD SUBMITTED THROUGH EWELLS.
109030 | 2014-04-24 | 807.0861 | KelvinCreek | 3 | 196 | no | domestic well | Location in BR aq. 196 & lithology | MARSS | Private Domestic | 20 |  | 0 | WELL RECORD SUBMITTED THROUGH EWELLS.
109320 | 2014-10-31 | 786.2449 | Glenora_Creek | 250 | 185 | yes | Commercial use indicated, assuming medium user | Location in 185. | BUTLER BROTHERS SUPPLIES | Commercial and Industrial | 80 |  | 0 | EWELLS SUBMISSION
109700 | 2014-11-03 | 1249.4327 | CowichanMainStem | 250 | 185 | yes | Commercial use indicated, assuming medium user | Location in 185. | BUTLER BROTHERS SUPPLIES | Commercial and Industrial | 75 |  | 0 | EWELLS SUBMISSION
110080 | 2015-02-10 | 810.3103 | CowichanMainStem | 3 | 185 | yes | Domestic use listed in WELLS | Location in 185. | KOKSILAH LAND SERVICES LTD. | Private Domestic | 15 |  | 0
110172 | 2015-04-24 | 12.7411 | Glenora_Creek | 3 | -196 | yes | domestic well | Located in 196 (BR aquifer) polygon, but WB sediments are assumed to be shallow uncolidated S&G Not drilled into BR. | OROSI LAND COMAPNY LTD. | Private Domestic | 5 |  | 0 | EWELLS SUBMISSION
110174 | 2015-05-05 | 27.6508 | Koksilah river | 82 | 186 | Yes | Irrigation use assumed based on listed use in WELLS. No pumping data. Using listed yield value. | Location within Aqs. 186/187/188 | BAIRD | Irrigation | 15 | 82 | UNK | EWELLS SUBMISSION
110214 | 2015-04-21 | 43.6714 | Glenora_Creek | 3 | -196 | yes | domestic well | Located in 196 (BR aquifer) polygon, but WB sediments are assumed to be shallow uncolidated S&G Not drilled into BR. | OROSI LAND COMAPNY LTD. | Private Domestic | 10 |  | 0 | EWELLS SUBMISSION
110237 | 1991-01-01 | 228.0076 | Cowichan River | 250 | 186 | Yes | Commercial use assumed based on listed use in WELLS. No pumping data. Assuming a medium user based on ownership. Assumping max pumpingof 250 mpd for medium users. | Location within Aqs. 186/187/188 | COWICHAN TRIBES | Commercial and Industrial | UNK |  | UNK | WELL DEPTH UNKNOWN, BUT 50FT IS OUR BEST ESTIMATE BASED ON OTHER HATCHERY WELLS NEARBY. WELL CRH-PW2. WELL SCREEN DEPTH MEASURED FROM TOP OF CASING, STICK-UP NOT KNOWN. LIMITED INFO FROM CONSTRUCTION DRAWINGS.
110238 | 1990-01-01 | 317.2454 | Cowichan River | 250 | 186 | Yes | Commercial use assumed based on listed use in WELLS. No pumping data. Assuming a medium user based on ownership. Assumping max pumpingof 250 mpd for medium users. | Location within Aqs. 186/187/188 | COWICHAN TRIBES | Commercial and Industrial | UNK |  | UNK | WELL CRH-PW3
110239 | 1988-09-12 | 71.1327 | Cowichan River | 11750 | 186 | Yes | Marine Harvest (Freshwater Farms Hatchery) well #1-88 OR MH-PW1. Assigning total ave daily use from well field to all MH wells (11750 m3/d). | Location within Aqs. 186/187/188 | MARINE HARVEST | Commercial and Industrial | UNK |  | UNK | WELL #1-88
110240 | 1989-03-16 | 117.6944 | Cowichan River | 11750 | 186 | Yes | Marine Harvest (Freshwater Farms Hatchery) well MH-PW2 OR JC PRODUCTION WELL #18. Assigning total ave daily use from well field to all MH wells (11750 m3/d). | Location within Aqs. 186/187/188 | MARINE HARVEST | Commercial and Industrial | 100 | 545 | UNK | WELL MH-PW2 OR JC PRODUCTION WELL #1
110241 | 1988-09-01 | 177.2251 | Cowichan River | 11750 | 186 | Yes | Marine Harvest (Freshwater Farms Hatchery) well MH-PW3 OR WELL# 3-88. Assigning total ave daily use from well field to all MH wells (11750 m3/d). | Location within Aqs. 186/187/188 | MARINE HARVEST | Commercial and Industrial | UNK |  | UNK | WELL MH-PW3 OR WELL# 3-88
110242 | 1988-09-01 | 175.1068 | Cowichan River | 11750 | 186 | Yes | Marine Harvest (Freshwater Farms Hatchery) well PW4 OR WELL #4-8. Assigning total ave daily use from well field to all MH wells (11750 m3/d). | Location within Aqs. 186/187/188 | MARINE HARVEST | Commercial and Industrial | UNK |  | UNK | WELL MH-PW4 OR WELL #4-88
110243 | 1988-09-01 | 178.001 | Cowichan River | 11750 | 186 | Yes | Marine Harvest (Freshwater Farms Hatchery) well MH-PW5 OR WELL# 5-88. Assigning total ave daily use from well field to all MH wells (11750 m3/d). | Location within Aqs. 186/187/188 | MARINE HARVEST | Commercial and Industrial | UNK |  | UNK | WELL MH-PW5 OR WELL# 5-88
110244 | 1988-09-05 | 133.5446 | Cowichan River | 11750 | 186 | Yes | Marine Harvest (Freshwater Farms Hatchery) wellMH-PW6 OR WELL #6-88. Assigning total ave daily use from well field to all MH wells (11750 m3/d). | Location within Aqs. 186/187/188 | MARINE HARVEST | Commercial and Industrial | UNK |  | UNK | WELL MH-PW6 OR WELL #6-88
110245 | 1988-11-01 | 89.8063 | Cowichan River | 11750 | 186 | Yes | Marine Harvest (Freshwater Farms Hatchery) well MH-IW2. Assigning total ave daily use from well field to all MH wells (11750 m3/d). | Location within Aqs. 186/187/188 | MARINE HARVEST | Commercial and Industrial | UNK |  | UNK | WELL MH-IW2. NO WELL LOG RECEIVED, ASSUMED CONSTRUCTION DETAILS SIMILAR TO MH-IW1(WTN 64128).
110246 | 1988-11-01 | 98.2126 | Cowichan River | 11750 | 186 | Yes | Marine Harvest (Freshwater Farms Hatchery) well MH-IW3. Assigning total ave daily use from well field to all MH wells (11750 m3/d). | Location within Aqs. 186/187/188 | MARINE HARVEST | Commercial and Industrial | UNK |  | UNK | WELL MH-IW3. NO WELL LOG RECEIVED, ASSUMED CONSTRUCTION DETAILS SIMILAR TO MH-IW1(WTN 64128).
110247 | 1988-08-23 | 167.3448 | Cowichan River | 11750 | 186 | Yes | Marine Harvest (Freshwater Farms Hatchery) well MH-IW7 OR WELL# 7-88. Assigning total ave daily use from well field to all MH wells (11750 m3/d). | Location within Aqs. 186/187/188 | MARINE HARVEST | Commercial (assumed) | UNK |  | UNK | WELL MH-IW7 OR WELL# 7-88
110248 | 1988-08-26 | 169.8419 | Cowichan River | 11750 | 186 | Yes | Marine Harvest (Freshwater Farms Hatchery) well MH-IW8 OR WELL# 8-88. Assigning total ave daily use from well field to all MH wells (11750 m3/d). | Location within Aqs. 186/187/188 | MARINE HARVEST | Commercial (assumed) | UNK |  | UNK | WELL MH-IW8 OR WELL# 8-88
110249 | 1988-08-29 | 171.1849 | Cowichan River | 11750 | 186 | Yes | Marine Harvest (Freshwater Farms Hatchery) well MH-IW9 OR WELL# 9-88. Assigning total ave daily use from well field to all MH wells (11750 m3/d). | Location within Aqs. 186/187/188 | MARINE HARVEST | Commercial (assumed) | UNK |  | UNK | WELL MH-IW9 OR WELL# 9-88
110250 | 1988-08-31 | 116.0058 | Cowichan River | 11750 | 186 | Yes | Marine Harvest (Freshwater Farms Hatchery) well MH-IW10 OR WELL# 10-88. Assigning total ave daily use from well field to all MH wells (11750 m3/d). | Location within Aqs. 186/187/188 | MARINE HARVEST | Commercial (assumed) | UNK |  | UNK | WELL MH-IW10 OR WELL# 10-88
110251 | 1988-09-01 | 103.9096 | Cowichan River | 11750 | 186 | Yes | Marine Harvest (Freshwater Farms Hatchery) well MH-IW11 OR WELL# 11-88. Assigning total ave daily use from well field to all MH wells (11750 m3/d). | Location within Aqs. 186/187/188 | MARINE HARVEST | Commercial (assumed) | UNK |  | UNK
110252 | 1988-09-02 | 97.862 | Cowichan River | 11750 | 186 | Yes | Marine Harvest (Freshwater Farms Hatchery) well MH-IW12 OR WELL# 12-88. Assigning total ave daily use from well field to all MH wells (11750 m3/d). | Location within Aqs. 186/187/188 | MARINE HARVEST | Commercial (assumed) | UNK |  | UNK | WELL MH-IW12 OR WELL# 12-88
110253 | 1988-09-04 | 174.3309 | Cowichan River | 0 | 186 | No | WELLS indicates well is abondoned Assuming no pumping | No well - Abandoned | MARINE HARVEST | Abandoned | UNK |  | UNK | WELL# 2-88

## Cowichan Input
Curtailment parameters
|  | Curtailment duration (d) = | 28
|  | Target streamflow recovery discharge (m3/d) = | 0.2 |  |  | Input and Random Transmissivity |  |  |  | Input and Random Storativity
[6 empty] | Min | 350 | 350
Model parameters | [5 empty] | Max | 350 | 350
|  | Number of trials (500 max) = | 1 |  |  | Ave | 350 | 350 | [7 empty] | Required well spacing to meet depletion criteria
|  | Confidence factor (percentile, 0-100) = | 100 |  |  | Stdev |  | #DIV/0! | [7 empty] | Pumping Rate (m3/d)
[6 empty] | geomean | 350 | [8 empty] | 0.1 | 0.2 | 0.5 | 1 | 2 | 4 | 6 | 8 | 10 | 15 | 20 | 30 | 40 | 50 | 60 | 70 | 80 | 100 | 120 | 140 | 170 | 200 | 250 | 300 | 400 | 500 | 600 | 700 | 800 | 900 | 1000 | 1100 | 1200 | 1300 | 1400 | 1500 | 1600 | 1700 | 1800 | 1900 | 2000 | 2100 | 2200 | 2300 | 2400 | 2500 | 2600 | 2700 | 2800 | 2900 | 3000 | 3100 | 3200 | 3300 | 3400 | 3500 | 3600 | 3700 | 3800 | 3900 | 4000 | 4200 | 4200 | 4300 | 4400 | 4500 | 4600 | 4700 | 4800 | 4900 | 5000 | 5100 | 5200 | 5300 | 5400 | 5500 | 5600 | 5700 | 5800 | 5900 | 6000 | 6100 | 6200 | 6300 | 6400 | 6500 | 6600 | 6700 | 6800 | 6900 | 7000 | 7100 | 7200 | 7300 | 7400 | 7500 | 7600 | 7700 | 7800 | 7900 | 8000 | 8100 | 8200 | 8300 | 8400 | 8500 | 8600 | 8700 | 8800 | 8900 | 9000 | 9100 | 9200 | 9300 | 9400 | 9500 | 9600 | 9700 | 9800 | 9900 | 10000 | 10100 | 10200 | 10300 | 10400 | 10500 | 10600 | 10700 | 10800 | 10900 | 11000 | 11100 | 11200 | 11300 | 12000 | 13000 | 14000 | 15000 | 16000 | 17000 | 18000
Aquifer parameters | [5 empty] | median | 350 | 350 | [6 empty] | Percentile radius (m) | 0 | 0 | 373.3355 | 571.8034 | 737.7595 | 879.308 | 955.3495 | 998.8448 | 1039.8749 | 1095.5037 | 1139.2815 | 1186.1375 | 1217.2517 | 1242.6038 | 1259.5051 | 1271.5775 | 1280.6319 | 1293.3079 | 1303.9957 | 1317.7106 | 1332.2323 | 1342.3974 | 1353.9179 | 1361.5983 | 1371.1987 | 1376.959 | 1380.7991 | 1383.5421 | 1385.5994 | 1387.1994 | 1388.4795 | 1389.5268 | 1390.3996 | 1391.1381 | 1391.7711 | 1392.3197 | 1392.7997 | 1393.2232 | 1393.5997 | 1393.9366 | 1394.2397 | 1394.514 | 1394.7634 | 1394.9911 | 1395.1998 | 1395.3918 | 1395.569 | 1395.7331 | 1395.8855 | 1396.0274 | 1396.1598 | 1396.2837 | 1396.3998 | 1396.5089 | 1396.6116 | 1396.7084 | 1396.7999 | 1396.8863 | 1396.9683 | 1397.046 | 1397.1199 | 1397.257 | 1397.257 | 1397.3208 | 1397.3817 | 1397.4399 | 1397.4955 | 1397.5488 | 1397.5999 | 1397.6489 | 1397.6959 | 1397.7411 | 1397.7845 | 1397.8263 | 1397.8666 | 1397.9054 | 1397.9428 | 1397.9789 | 1398.0137 | 1398.0474 | 1398.0799 | 1398.1114 | 1398.1419 | 1398.1713 | 1398.1999 | 1398.2276 | 1398.2545 | 1398.2805 | 1398.3058 | 1398.3304 | 1398.3542 | 1398.3774 | 1398.3999 | 1398.4218 | 1398.4432 | 1398.4639 | 1398.4841 | 1398.5038 | 1398.523 | 1398.5417 | 1398.5599 | 1398.5777 | 1398.5951 | 1398.612 | 1398.6285 | 1398.6446 | 1398.6604 | 1398.6758 | 1398.6909 | 1398.7056 | 1398.7199 | 1398.734 | 1398.7478 | 1398.7612 | 1398.7744 | 1398.7873 | 1398.7999 | 1398.8123 | 1398.8244 | 1398.8363 | 1398.8479 | 1398.8594 | 1398.8705 | 1398.8815 | 1398.8923 | 1398.9028 | 1398.9132 | 1398.9233 | 1398.9333 | 1398.9431 | 1398.9527 | 1398.9621 | 1398.9714 | 1398.9805 | 1399.04 | 1399.1138 | 1399.1771
|  | Transmissivity (m^2/day) | Storativity | [8 empty] | Rand S | Trial | Rand T | Rand S | 1 | 2 | 3 | 4 | 5 | 6 | 7 | 8 | 9 | 10 | 11 | 12 | 13 | 14 | 15 | 16 | 17 | 18 | 19 | 20 | 21 | 22 | 23 | 24 | 25 | 26 | 27 | 28 | 29 | 30 | 31 | 32 | 33 | 34 | 35 | 36 | 37 | 38 | 39 | 40 | 41 | 42 | 43 | 44 | 45 | 46 | 47 | 48 | 49 | 50 | 51 | 52 | 53 | 54 | 55 | 56 | 57 | 58 | 59 | 60 | 61 | 62 | 63 | 64 | 65 | 66 | 67 | 68 | 69 | 70 | 71 | 72 | 73 | 74 | 75 | 76 | 77 | 78 | 79 | 80 | 81 | 82 | 83 | 84 | 85 | 86 | 87 | 88 | 89 | 90 | 91 | 92 | 93 | 94 | 95 | 96 | 97 | 98 | 99 | 100 | 101 | 102 | 103 | 104 | 105 | 106 | 107 | 108 | 109 | 110 | 111 | 112 | 113 | 114 | 115 | 116 | 117 | 118 | 119 | 120 | 121 | 122 | 123 | 124 | 125 | 126 | 127 | 128 | 129 | 130 | 131 | 132 | 133 | 134 | 135 | 136 | 137
| Number of data pts | 1 | 1 |  |  | row index | T data | Rand T |  | row index | S data | Uniform | [141 empty] | Other Model Parameters
No. | Aq | T Data | S Data |  |  | 1 | 350 |  | 350 | 1 | 0.1 | 0.1 | 1 | 350 | 0.1 | 0 | 0 | 373.3355 | 571.8034 | 737.7595 | 879.308 | 955.3495 | 998.8448 | 1039.8749 | 1095.5037 | 1139.2815 | 1186.1375 | 1217.2517 | 1242.6038 | 1259.5051 | 1271.5775 | 1280.6319 | 1293.3079 | 1303.9957 | 1317.7106 | 1332.2323 | 1342.3974 | 1353.9179 | 1361.5983 | 1371.1987 | 1376.959 | 1380.7991 | 1383.5421 | 1385.5994 | 1387.1994 | 1388.4795 | 1389.5268 | 1390.3996 | 1391.1381 | 1391.7711 | 1392.3197 | 1392.7997 | 1393.2232 | 1393.5997 | 1393.9366 | 1394.2397 | 1394.514 | 1394.7634 | 1394.9911 | 1395.1998 | 1395.3918 | 1395.569 | 1395.7331 | 1395.8855 | 1396.0274 | 1396.1598 | 1396.2837 | 1396.3998 | 1396.5089 | 1396.6116 | 1396.7084 | 1396.7999 | 1396.8863 | 1396.9683 | 1397.046 | 1397.1199 | 1397.257 | 1397.257 | 1397.3208 | 1397.3817 | 1397.4399 | 1397.4955 | 1397.5488 | 1397.5999 | 1397.6489 | 1397.6959 | 1397.7411 | 1397.7845 | 1397.8263 | 1397.8666 | 1397.9054 | 1397.9428 | 1397.9789 | 1398.0137 | 1398.0474 | 1398.0799 | 1398.1114 | 1398.1419 | 1398.1713 | 1398.1999 | 1398.2276 | 1398.2545 | 1398.2805 | 1398.3058 | 1398.3304 | 1398.3542 | 1398.3774 | 1398.3999 | 1398.4218 | 1398.4432 | 1398.4639 | 1398.4841 | 1398.5038 | 1398.523 | 1398.5417 | 1398.5599 | 1398.5777 | 1398.5951 | 1398.612 | 1398.6285 | 1398.6446 | 1398.6604 | 1398.6758 | 1398.6909 | 1398.7056 | 1398.7199 | 1398.734 | 1398.7478 | 1398.7612 | 1398.7744 | 1398.7873 | 1398.7999 | 1398.8123 | 1398.8244 | 1398.8363 | 1398.8479 | 1398.8594 | 1398.8705 | 1398.8815 | 1398.8923 | 1398.9028 | 1398.9132 | 1398.9233 | 1398.9333 | 1398.9431 | 1398.9527 | 1398.9621 | 1398.9714 | 1398.9805 | 1399.04 | 1399.1138 | 1399.1771
1 | 186 IA (14) | 350 | 0.1 | [9 empty] | 2 | [142 empty] | Distance to Stream | L | m | Set in tables below
2 | 186 IA (14) | 17428.5106 | 0.02 | [9 empty] | 3 | [142 empty] | Aquifer Transmissivity | T | m2/day | Set from user input
3 | 186 IA (14) | 33655.0549 | 0.03 | [9 empty] | 4 | [142 empty] | Aquifer Storativity of Specific yield | Sy | -- | Set from user input
4 | 186 IA (14) | 5772.7296 | 0.04 | [9 empty] | 5 | [142 empty] | Aquitard Thickness (not below stream) | B' | m | 1 | Set to 1 for Glover model
5 | 186 IA (14) | 5747.5355 | 0.05 | [9 empty] | 6 | [142 empty] | Aquitard Thickness (not below stream) | K' | m/day | 0 | Set to 0 for Glover model
6 | 186 IA (14) | 19566.0782 | 0.06 | [9 empty] | 7 | [142 empty] | Streambed thickness | B'' | m | 1 | Set to 1 for Glover model
7 | 186 IA (14) | 4898.4978 | 0.07 | [9 empty] | 8 | [142 empty] | Streambed Conductivity | K'' | m/d | 1000 | Set to aquifer conductivity for Glover. For Glover, Set to T, and then set B'' to aquifer thickness
8 | 186 IA (14) | 11847.233 | 0.08 | [9 empty] | 9 | [142 empty] | Stream width | w | m | 20 | Set to stream width. Set to 10 for Glover
9 | 186 IA (14) | 12393.6075 | 0.09 | 12359.5687 | 0.01 | [7 empty] | 10 | [142 empty] | Distance to Right Boundary divided by L | alpha | -- | 1000 | Set to 1000 for unbounded aquifer
10 | 186 IA (14) | 5375.2344 | 0.1 | 17428.5106 | 0.02 | [7 empty] | 11 | [142 empty] | Distance to Left Boundary divided by L | beta | -- | 1000 | Set to 1000 for unbounded aquifer
11 | 186 IA (14) | 47368.3679 | 0.11 | 33655.0549 | 0.03 | [7 empty] | 12 | [142 empty] | Stream width divided by L | gamma | -- | calculated from tables
12 | 187 IIB (12) | 6047.7247 | 0.12 | 5772.7296 | 0.04 | [7 empty] | 13
13 | 187 IIB (12) | 39434.2057 | 0.13 | 5747.5355 | 0.05 | [7 empty] | 14
14 | 187 IIB (12) | 12855.2694 | 0.14 | 19566.0782 | 0.06 | [7 empty] | 15
15 | 187 IIB (12) | 10433.4606 | 0.15 | 4898.4978 | 0.07 | [7 empty] | 16
16 | 188 IIIC (10) | 27339.7685 | 0.16 | 11847.233 | 0.08 | [7 empty] | 17
17 | 188 IIIC (10) | 9826.7612 | 0.17 | 12393.6075 | 0.09 | [7 empty] | 18
18 | 188 IIIC (10) | 28362.2941 | 0.18 | 5375.2344 | 0.1 | [7 empty] | 19
19 | 188 IIIC (10) | 369.1713 | 0.19 | 47368.3679 | 0.11 | [7 empty] | 20
20 | 188 IIIC (10) | 299.156 | 0.2 | 6047.7247 | 0.12 | [7 empty] | 21
21 | 188 IIIC (10) | 323.6926 | 0.21 | 39434.2057 | 0.13 | [7 empty] | 22
22 | 188 IIIC (10) | 3614.8022 | 0.22 | 12855.2694 | 0.14 | [7 empty] | 23
23 | 188 IIIC (10) | 1046.196 | 0.23 | 10433.4606 | 0.15 | [7 empty] | 24
24 | 188 IIIC (10) | 146.3995 | 0.24 | 27339.7685 | 0.16 | [7 empty] | 25
25 | 172 IA (14) | 1750.8787 | 0.25 | 9826.7612 | 0.17 | [7 empty] | 26
26 | 172 IA (14) | 3614.8022 | 0.26 | 28362.2941 | 0.18 | [7 empty] | 27
27 | 172 IA (14) | 4471.2322 | 0.27 | 369.1713 | 0.19 | [7 empty] | 28
28 | 172 IA (14) | 17095.888 | 0.28 | 299.156 | 0.2 | [7 empty] | 29
29 | 172 IA (14) | 30065.1823 | 0.29 | 323.6926 | 0.21 | [7 empty] | 30
30 | 172 IA (14) | 2143.9414 | 0.3 | 3614.8022 | 0.22 | [7 empty] | 31
31 | 172 IA (14) | 120596.7043 |  | 1046.196 | 0.23 | [7 empty] | 32
32 | 172 IA (14) | 6344.9152 |  | 146.3995 | 0.24 | [7 empty] | 33
33 | 172 IA (14) | 15564.3054 |  | 1750.8787 | 0.25 | [7 empty] | 34
34 | 172 IA (14) | 14852.7563 |  | 3614.8022 | 0.26 | [7 empty] | 35
35 | 161 IIA (15) | 241.7901 |  | 4471.2322 | 0.27 | [7 empty] | 36
36 | 197 IIC (11) | 348.6857 |  | 17095.888 | 0.28 | [7 empty] | 37
37 | 205 IIC (9) | 6.1123 |  | 30065.1823 | 0.29 | [7 empty] | 38
38 | 197 IIC (11) | 156.1595 |  | 2143.9414 | 0.3 | [7 empty] | 39
39 | 197 IIC (11) | 104.6485 |  | 120596.7043 | [8 empty] | 40
40 | 197 IIC (11) | 134.5481 |  | 6344.9152 | [8 empty] | 41
41 | 197 IIC (11) | 139.5314 |  | 15564.3054 | [8 empty] | 42
42 | 197 IIC (11) | 150.6939 |  | 14852.7563 | [8 empty] | 43
43 | 178 IIIC (8) | 176.759 |  | 241.7901 | [8 empty] | 44
44 | 180 IIC (9) | 20.3875 |  | 348.6857 | [8 empty] | 45
45 | 180 IIC (9) | 0.82714 |  | 6.1123 | [8 empty] | 46
46 | 197 IIC (11) | 106.8459 |  | 156.1595 | [8 empty] | 47
47 | unmapped | 30.0307 |  | 104.6485 | [8 empty] | 48
48 | unmapped | 21.6888 |  | 134.5481 | [8 empty] | 49
49 | 197 IIC (11) | 144.8933 |  | 139.5314 | [8 empty] | 50
50 | 197 IIC (11) | 13.2215 |  | 150.6939 | [8 empty] | 51
51 | 197 IIC (11) | 85.6318 |  | 176.759 | [8 empty] | 52
52 | 197 IIC (11) | 152.2343 |  | 20.3875 | [8 empty] | 53
53 | 197 IIC (11) | 122.6966 |  | 0.82714 | [8 empty] | 54
54 | 197 IIC (11) | 88.5169 |  | 106.8459 | [8 empty] | 55
55 | 197 IIC (11) | 112.9626 |  | 30.0307 | [8 empty] | 56
56 | 197 IIC (11) | 55.5776 |  | 21.6888 | [8 empty] | 57
57 | 197 IIC (11) | 15.2727 |  | 144.8933 | [8 empty] | 58
58 | 197 IIC (11) | 243.7361 |  | 13.2215 | [8 empty] | 59
59 | 197 IIC (11) | 12.2903 |  | 85.6318 | [8 empty] | 60
60 | 197 IIC (11) | 6.1753 |  | 152.2343 | [8 empty] | 61
61 | 197 IIC (11) | 9.4258 |  | 122.6966 | [8 empty] | 62
62 | 197 IIC (11) | 279.1256 |  | 88.5169 | [8 empty] | 63
63 | 197 IIC (11) | 2140.3914 |  | 112.9626 | [8 empty] | 64
64 | 197 IIC (11) | 90.1348 |  | 55.5776 | [8 empty] | 65
65 | 197 IIC (11) | 1357.2291 |  | 15.2727 | [8 empty] | 66
66 | 178 IIIC (8) | 307.7643 |  | 243.7361 | [8 empty] | 67
67 | 178 IIIC (8) | 2939.3197 |  | 12.2903 | [8 empty] | 68
68 | 178 IIIC (8) | 1875.5659 |  | 6.1753 | [8 empty] | 69
69 | 178 IIIC (8) | 656.4481 |  | 9.4258 | [8 empty] | 70
70 | 197 IIC (11) | 414.3705 |  | 279.1256 | [8 empty] | 71
71 | 197 IIC (11) | 8.3957 |  | 2140.3914 | [8 empty] | 72
72 | 178 IIIC (8) | 793.9992 |  | 90.1348 | [8 empty] | 73
73 | 205 IIC (9) | 1.2367 |  | 1357.2291 | [8 empty] | 74
74 | unmapped | 8.6755 |  | 307.7643 | [8 empty] | 75
75 | 197 IIC (11) | 122.6967 |  | 2939.3197 | [8 empty] | 76
76 | unmapped | 107.0742 |  | 1875.5659 | [8 empty] | 77
77 | 180 IIC (9) | 4.5701 |  | 656.4481 | [8 empty] | 78
|  |  |  | 414.3705 | [8 empty] | 79
|  |  |  | 8.3957 | [8 empty] | 80
|  |  |  | 793.9992 | [8 empty] | 81
|  |  |  | 1.2367 | [8 empty] | 82
|  |  |  | 8.6755 | [8 empty] | 83
|  |  |  | 122.6967 | [8 empty] | 84
|  |  |  | 107.0742 | [8 empty] | 85
|  |  |  | 4.5701 | [8 empty] | 86
87
88
89
90
91
92
93
94
95
96
97
98
99
100
101
102
103
104
105
106
107
108
109
110
111
112
113
114
115
116
117
118
119
120
121
122
123
124
125
126
127
128
129
130
131
132
133
134
135
136
137
138
139
140
141
142
143
144
145
146
147
148
149
150
151
152
153
154
155
156
157
158
159
160
161
162
163
164
165
166
167
168
169
170
171
172
173
174
175
176
177
178
179
180
181
182
183
184
185
186
187
188
189
190
191
192
193
194
195
196
197
198
199
200
201
202
203
204
205
206
207
208
209
210
211
212
213
214
215
216
217
218
219
220
221
222
223
224
225
226
227
228
229
230
231
232
233
234
235
236
237
238
239
240
241
242
243
244
245
246
247
248
249
250
251
252
253
254
255
256
257
258
259
260
261
262
263
264
265
266
267
268
269
270
271
272
273
274
275
276
277
278
279
280
281
282
283
284
285
286
287
288
289
290
291
292
293
294
295
296
297
298
299
300
301
302
303
304
305
306
307
308
309
310
311
312
313
314
315
316
317
318
319
320
321
322
323
324
325
326
327
328
329
330
331
332
333
334
335
336
337
338
339
340
341
342
343
344
345
346
347
348
349
350
351
352
353
354
355
356
357
358
359
360
361
362
363
364
365
366
367
368
369
370
371
372
373
374
375
376
377
378
379
380
381
382
383
384
385
386
387
388
389
390
391
392
393
394
395
396
397
398
399
400
401
402
403
404
405
406
407
408
409
410
411
412
413
414
415
416
417
418
419
420
421
422
423
424
425
426
427
428
429
430
431
432
433
434
435
436
437
438
439
440
441
442
443
444
445
446
447
448
449
450
451
452
453
454
455
456
457
458
459
460
461
462
463
464
465
466
467
468
469
470
471
472
473
474
475
476
477
478
479
480
481
482
483
484
485
486
487
488
489
490
491
492
493
494
495
496
497
498
499
500
[16 empty] | 1 | 2 | 3 | 4 | 5 | 6 | 7 | 8 | 9 | 10 | 11 | 12 | 13 | 14 | 15 | 16 | 17 | 18 | 19 | 20 | 21 | 22 | 23 | 24 | 25 | 26 | 27 | 28 | 29 | 30 | 31 | 32 | 33 | 34 | 35 | 36 | 37 | 38 | 39 | 40 | 41 | 42 | 43 | 44 | 45 | 46 | 47 | 48 | 49 | 50 | 51 | 52 | 53 | 54 | 55 | 56 | 57 | 58 | 59 | 60 | 61 | 62 | 63 | 64 | 65 | 66 | 67
[16 empty] | Calculated Qs/Qp at the threshold time | [29 empty] | 2000 | 2200 | 2400 | 2600 | 2800 | 3000 | 3200 | 3400 | 3600 | 3800 | 4000 | 4200 | 4400 | 4600 | 4800 | 5000 | 5200 | 5400 | 5600 | 5800 | 6000 | 6200 | 6400 | 6600 | 6800 | 7000 | 7200 | 7400 | 7600 | 7800 | 8000 | 8200 | 8400 | 8600 | 8800 | 9000 | 9200
Distance from stream (m)
[13 empty] | Trial |  |  | 1 | 2 | 4 | 6 | 10 | 15 | 20 | 30 | 40 | 50 | 60 | 70 | 80 | 100 | 120 | 140 | 170 | 200 | 250 | 300 | 400 | 500 | 600 | 700 | 800 | 900 | 1000 | 1100 | 1200 | 1300 | 1400 | 1500 | 1600 | 1700 | 1800 | 1900 | 2000 | 2100 | 2200 | 2300 | 2400 | 2500 | 2600 | 2700 | 2800 | 2900 | 3000 | 3100 | 3200 | 3300 | 3400 | 3500 | 3600 | 3700 | 3800 | 3900 | 4000 | 4100 | 4200 | 4300 | 4400 | 4500 | 4600 | 4700 | 4800 | 4900 | 5000
[13 empty] | 1 | 350 | 0.1 | 0.99639 | 0.99459 | 0.99098 | 0.98738 | 0.98017 | 0.97116 | 0.96215 | 0.94415 | 0.92618 | 0.90825 | 0.89036 | 0.87253 | 0.85476 | 0.81943 | 0.78446 | 0.74991 | 0.69901 | 0.64942 | 0.57023 | 0.49606 | 0.36507 | 0.2589 | 0.17687 | 0.11624 | 0.073235 | 0.043938 | 0.024779 | 0.012794 | 0.0056805 | 0.001736 | 0 | 0 | 0 | 0 | 0 | 0 | 0 | 0 | 1.027e-05 | 0.00010237 | 0.00015703 | 0.00018364 | 0.00019053 | 0.00018447 | 0.00017063 | 0.00015275 | 0.00013342 | 0.00011431 | 9.6437e-05 | 8.0329e-05 | 6.6206e-05 | 5.408e-05 | 4.3839e-05 | 3.5306e-05 | 2.8272e-05 | 2.2528e-05 | 1.7874e-05 | 1.4128e-05 | 1.1129e-05 | 8.7414e-06 | 6.8479e-06 | 5.3521e-06 | 4.1744e-06 | 3.2499e-06 | 2.526e-06 | 1.9605e-06 | 1.5196e-06
2
3
4
5
6
7
8
9
10
11
12
13
14
15
16
17
18
19
20
21
22
23
24
25
26
27
28
29
30
31
32
33
34
35
36
37
38
39
40
41
42
43
44
45
46
47
48
49
50
51
52
53
54
55
56
57
58
59
60
61
62
63
64
65
66
67
68
69
70
71
72
73
74
75
76
77
78
79
80
81
82
83
84
85
86
87
88
89
90
91
92
93
94
95
96
97
98
99
100
101
102
103
104
105
106
107
108
109
110
111
112
113
114
115
116
117
118
119
120
121
122
123
124
125
126
127
128
129
130
131
132
133
134
135
136
137
138
139
140
141
142
143
144
145
146
147
148
149
150
151
152
153
154
155
156
157
158
159
160
161
162
163
164
165
166
167
168
169
170
171
172
173
174
175
176
177
178
179
180
181
182
183
184
185
186
187
188
189
190
191
192
193
194
195
196
197
198
199
200
201
202
203
204
205
206
207
208
209
210
211
212
213
214
215
216
217
218
219
220
221
222
223
224
225
226
227
228
229
230
231
232
233
234
235
236
237
238
239
240
241
242
243
244
245
246
247
248
249
250
251
252
253
254
255
256
257
258
259
260
261
262
263
264
265
266
267
268
269
270
271
272
273
274
275
276
277
278
279
280
281
282
283
284
285
286
287
288
289
290
291
292
293
294
295
296
297
298
299
300
301
302
303
304
305
306
307
308
309
310
311
312
313
314
315
316
317
318
319
320
321
322
323
324
325
326
327
328
329
330
331
332
333
334
335
336
337
338
339
340
341
342
343
344
345
346
347
348
349
350
351
352
353
354
355
356
357
358
359
360
361
362
363
364
365
366
367
368
369
370
371
372
373
374
375
376
377
378
379
380
381
382
383
384
385
386
387
388
389
390
391
392
393
394
395
396
397
398
399
400
401
402
403
404
405
406
407
408
409
410
411
412
413
414
415
416
417
418
419
420
421
422
423
424
425
426
427
428
429
430
431
432
433
434
435
436
437
438
439
440
441
442
443
444
445
446
447
448
449
450
451
452
453
454
455
456
457
458
459
460
461
462
463
464
465
466
467
468
469
470
471
472
473
474
475
476
477
478
479
480
481
482
483
484
485
486
487
488
489
490
491
492
493
494
495
496
497
498
499
500
[16 empty] | 1 | 2 | 3 | 4 | 5 | 6 | 7 | 8 | 9 | 10 | 11 | 12 | 13 | 14 | 15 | 16 | 17 | 18 | 19 | 20 | 21 | 22 | 23 | 24 | 25 | 26 | 27 | 28 | 29 | 30 | 31 | 32 | 33 | 34 | 35 | 36 | 37 | 38 | 39 | 40 | 41 | 42 | 43 | 44 | 45 | 46 | 47 | 48
Calculates column number for interpolated radius
Pumping Rate (m3/d)
[16 empty] | 0.1 | 0.2 | 0.5 | 1 | 2 | 4 | 6 | 8 | 10 | 15 | 20 | 30 | 40 | 50 | 60 | 70 | 80 | 100 | 120 | 140 | 170 | 200 | 250 | 300 | 400 | 500 | 600 | 700 | 800 | 900 | 1000 | 1100 | 1200 | 1300 | 1400 | 1500 | 1600 | 1700 | 1800 | 1900 | 2000 | 2100 | 2200 | 2300 | 2400 | 2500 | 2600 | 2700 | 2800 | 2900 | 3000 | 3100 | 3200 | 3300 | 3400 | 3500 | 3600 | 3700 | 3800 | 3900 | 4000 | 4200 | 4200 | 4300 | 4400 | 4500 | 4600 | 4700 | 4800 | 4900 | 5000 | 5100 | 5200 | 5300 | 5400 | 5500 | 5600 | 5700 | 5800 | 5900 | 6000 | 6100 | 6200 | 6300 | 6400 | 6500 | 6600 | 6700 | 6800 | 6900 | 7000 | 7100 | 7200 | 7300 | 7400 | 7500 | 7600 | 7700 | 7800 | 7900 | 8000 | 8100 | 8200 | 8300 | 8400 | 8500 | 8600 | 8700 | 8800 | 8900 | 9000 | 9100 | 9200 | 9300 | 9400 | 9500 | 9600 | 9700 | 9800 | 9900 | 10000 | 10100 | 10200 | 10300 | 10400 | 10500 | 10600 | 10700 | 10800 | 10900 | 11000 | 11100 | 11200 | 11300 | 12000 | 13000 | 14000
[13 empty] | 1 |  |  | 0 | 0 | 20 | 22 | 24 | 25 | 26 | 26 | 27 | 27 | 28 | 28 | 29 | 29 | 29 | 29 | 29 | 29 | 30 | 30 | 30 | 30 | 30 | 30 | 30 | 30 | 30 | 30 | 30 | 30 | 30 | 30 | 30 | 30 | 30 | 30 | 30 | 30 | 30 | 30 | 30 | 30 | 30 | 30 | 30 | 30 | 30 | 30 | 30 | 30 | 30 | 30 | 30 | 30 | 30 | 30 | 30 | 30 | 30 | 30 | 30 | 30 | 30 | 30 | 30 | 30 | 30 | 30 | 30 | 30 | 30 | 30 | 30 | 30 | 30 | 30 | 30 | 30 | 30 | 30 | 30 | 30 | 30 | 30 | 30 | 30 | 30 | 30 | 30 | 30 | 30 | 30 | 30 | 30 | 30 | 30 | 30 | 30 | 30 | 30 | 30 | 30 | 30 | 30 | 30 | 30 | 30 | 30 | 30 | 30 | 30 | 30 | 30 | 30 | 30 | 30 | 30 | 30 | 30 | 30 | 30 | 30 | 30 | 30 | 30 | 30 | 30 | 30 | 30 | 30 | 30 | 30 | 30 | 30 | 30 | 30 | 30
2
3
4
5
6
7
8
9
10
11
12
13
14
15
16
17
18
19
20
21
22
23
24
25
26
27
28
29
30
31
32
33
34
35
36
37
38
39
40
41
42
43
44
45
46
47
48
49
50
51
52
53
54
55
56
57
58
59
60
61
62
63
64
65
66
67
68
69
70
71
72
73
74
75
76
77
78
79
80
81
82
83
84
85
86
87
88
89
90
91
92
93
94
95
96
97
98
99
100
101
102
103
104
105
106
107
108
109
110
111
112
113
114
115
116
117
118
119
120
121
122
123
124
125
126
127
128
129
130
131
132
133
134
135
136
137
138
139
140
141
142
143
144
145
146
147
148
149
150
151
152
153
154
155
156
157
158
159
160
161
162
163
164
165
166
167
168
169
170
171
172
173
174
175
176
177
178
179
180
181
182
183
184
185
186
187
188
189
190
191
192
193
194
195
196
197
198
199
200
201
202
203
204
205
206
207
208
209
210
211
212
213
214
215
216
217
218
219
220
221
222
223
224
225
226
227
228
229
230
231
232
233
234
235
236
237
238
239
240
241
242
243
244
245
246
247
248
249
250
251
252
253
254
255
256
257
258
259
260
261
262
263
264
265
266
267
268
269
270
271
272
273
274
275
276
277
278
279
280
281
282
283
284
285
286
287
288
289
290
291
292
293
294
295
296
297
298
299
300
301
302
303
304
305
306
307
308
309
310
311
312
313
314
315
316
317
318
319
320
321
322
323
324
325
326
327
328
329
330
331
332
333
334
335
336
337
338
339
340
341
342
343
344
345
346
347
348
349
350
351
352
353
354
355
356
357
358
359
360
361
362
363
364
365
366
367
368
369
370
371
372
373
374
375
376
377
378
379
380
381
382
383
384
385
386
387
388
389
390
391
392
393
394
395
396
397
398
399
400
401
402
403
404
405
406
407
408
409
410
411
412
413
414
415
416
417
418
419
420
421
422
423
424
425
426
427
428
429
430
431
432
433
434
435
436
437
438
439
440
441
442
443
444
445
446
447
448
449
450
451
452
453
454
455
456
457
458
459
460
461
462
463
464
465
466
467
468
469
470
471
472
473
474
475
476
477
478
479
480
481
482
483
484
485
486
487
488
489
490
491
492
493
494
495
496
497
498
499
500

## Cowichan Output
Local Aquifer ID numbers in study area (column F in wells sheet)
| Wells sheet name = | Cowichan wells | [5 empty] | #1 | 186 | Note: Enter at least one local ID number
[8 empty] | #2 | 187 | There can be up to 3 local IDs, but do not repeat ID numbers
[8 empty] | #3 | 188
[8 empty] | No of connected wells in local aquifers = | 170 | #1 | #2 | #3 |  | min | max | [7 empty] | No of Wells= | 24 | [6 empty] | No of Wells= | 21
[8 empty] | total number of wells = | 802 | 160 | 6 | 4 |  | 186 | 188 |  |  |  | 20 | 3 | 1 | [5 empty] | 16 | 3 | 2
Calculated Curtailment Envelop |  |  | Connected Wells that are Actively Pumping | [14 empty] | Connected Wells with Insufficient Pumping Information | [7 empty] | Connected Wells that are not Actively Pumping
No. | Pumping Rate (m3/d) | Distance (m) | No. | row index, ID1 | row index, ID2 | row index, ID3 | row index all | Well Tag | Local Aquifer ID | Distance to stream (m) | Stream Name | Assumed Pumping (m3/day) | row index | Curtailment Envelop pumping (m3/day) | Curtail Pumping? | Constr Date | FITR Rank | No. | row index, ID1 | row index, ID2 | row index, ID3 | row index all | Well Tag | Aquifer | Comments | No. | row index, ID1 | row index, ID2 | row index, ID3 | row index all | Well Tag | Aquifer | Comments
1 | 0.1 | 0 | 1 | 8 | 124 | 226 | 8 | 4051 | 186 | 401.8433 | Cowichan River | 3 | 3 | 0.57182 | Yes | 1950-01-01 | 151 | 1 | 12 | 11 | 207 | 11 | 4055 | 187 | No estimate, Incomplete well record. No pumping info. | 1 | 87 | 116 | 220 | 87 | 19623 | 186 | Unknown use by municipality. Listed as test well. Large diameter well with est yield of 60 gpm. Assuming no pumping.
2 | 0.2 | 0 | 2 | 9 | 176 | 354 | 9 | 4052 | 186 | 102.4223 | Somenos Creek | 3 | 2 | 0.2823 | Yes | 1950-01-01 | 151 | 2 | 13 | 114 |  | 12 | 4056 | 186 | No estimate, unknown use, incomplete well record | 2 | 113 | 213 | 405 | 113 | 21920 | 186 | Unknown use by municipality. Not listed as a production well. Remarks indicate a test well. Assuming no pumping.
3 | 0.5 | 373.3355 | 3 | 20 | 271 | 373 | 20 | 4086 | 186 | 750 | Cowichan River | 3 | 5 | 2.173 | Yes | 1950-01-01 | 151 | 3 | 14 | 115 |  | 13 | 4057 | 186 | No estimate, unknown use, incomplete well record | 3 | 122 | 214 |  | 116 | 22176 | 187 | Well record indicates well used only for fire protection. Assuming no pumping.
4 | 1 | 571.8034 | 4 | 28 | 274 | 396 | 28 | 4124 | 186 | 1298 | Cowichan River | 3 | 18 | 108.7803 | No |  |  | 4 | 41 |  |  | 14 | 4060 | 186 | No estimate, unknown use, incomplete well record | 4 | 162 |  |  | 122 | 23138 | 186 | Unknown use by municipality. Listed as test well. Therefore, assuming no pumping.
5 | 2 | 737.7595 | 5 | 37 | 359 |  | 37 | 4192 | 186 | 1378 | Cowichan River | 3 | 26 | 527.1091 | No |  |  | 5 | 59 |  |  | 41 | 4214 | 186 | No estimate, Unknown use. Appears to be a City of Duncan owned well. | 5 | 215 |  |  | 162 | 27433 | 186 | Commercial use assumed based on ownership. No pumping data. No yield info. Remarks indicate it is an elevator shaft, therefore assuming no pumping.
6 | 4 | 879.308 | 6 | 44 | 390 |  | 44 | 4220 | 186 | 813.4789 | Cowichan River | 3 | 5 | 3.0699 | No |  |  | 6 | 75 |  |  | 59 | 15624 | 186 | No estimate, Unknown use, incomplete well record | 6 | 216 |  |  | 213 | 33436 | 187 | MoE obs well
7 | 6 | 955.3495 | 7 | 52 |  |  | 52 | 14551 | 186 | 789 | Cowichan River | 10.9 | 5 | 2.724 | Yes | 1955-08-01 | 150 | 7 | 86 |  |  | 75 | 18798 | 186 | Commercial use assumed based on ownership. No pumping data. No yield info. | 7 | 217 |  |  | 214 | 33437 | 187 | MoE obs well
8 | 8 | 998.8448 | 8 | 58 |  |  | 58 | 15227 | 186 | 51 | Cowichan River | 817.5 | 2 | 0.24098 | Yes | 1957-12-12 | 149 | 8 | 88 |  |  | 86 | 19622 | 186 | No estimate, Unknown use by municipality. Poor lithology suggests well is not a production well. | 8 | 407 |  |  | 215 | 33460 | 186 | MoE obs well
9 | 10 | 1039.8749 | 9 | 61 |  |  | 61 | 16963 | 186 | 947 | Somenos Creek | 16.35 | 6 | 5.7804 | Yes | 1961-02-01 | 148 | 9 | 91 |  |  | 88 | 19801 | 186 | No estimate, Unknown use by municipality. Not listed as a production well. | 9 | 461 |  |  | 216 | 33461 | 186 | MoE obs well
10 | 15 | 1095.5037 | 10 | 62 |  |  | 62 | 17052 | 186 | 985.9393 | Cowichan River | 54.5 | 7 | 7.4066 | Yes | 1961-06-19 | 147 | 10 | 99 |  |  | 91 | 19936 | 186 | No estimate, Unknown use by municipality. Not listed as a production well. 12-inch well with moderately high yield. | 10 | 612 |  |  | 217 | 33478 | 186 | Abondoned MoE obs well
11 | 20 | 1139.2815 | 11 | 66 |  |  | 66 | 17457 | 186 | 403 | Cowichan River | 3 | 3 | 0.57473 | Yes | 1962-02-20 | 146 | 11 | 100 |  |  | 99 | 20954 | 186 | Unknown use by municipality. Not listed as a production well. | 11 | 655 |  |  | 220 | 33651 | 188 | MoE obs well
12 | 30 | 1186.1375 | 12 | 67 |  |  | 67 | 17505 | 186 | 824 | Koksilah river | 81.75 | 5 | 3.2185 | Yes | 1962-05-16 | 145 | 12 | 101 |  |  | 100 | 20955 | 186 | Unknown use by municipality. Not listed as a production well. | 12 | 671 |  |  | 405 | 56954 | 188 | MoE obs well.
13 | 40 | 1217.2517 | 13 | 70 |  |  | 70 | 18081 | 186 | 791.5925 | Cowichan River | 3 | 5 | 2.7606 | Yes | 1963-06-01 | 144 | 13 | 102 |  |  | 101 | 20956 | 186 | Unknown use by municipality. Not listed as a production well. | 13 | 674 |  |  | 407 | 59654 | 186 | Listed as MoE obs well
14 | 50 | 1242.6038 | 14 | 71 |  |  | 71 | 18123 | 186 | 179.405 | Cowichan River | 9900 | 2 | 0.34416 | Yes | 1963-07-01 | 143 | 14 | 103 |  |  | 102 | 20957 | 186 | Unknown use by municipality. Not listed as a production well. | 14 | 758 |  |  | 461 | 63844 | 186 | Well survey indicates not in use or not in business
15 | 60 | 1259.5051 | 15 | 79 |  |  | 79 | 19151 | 186 | 578.9588 | Cowichan River | 81.75 | 4 | 1.0431 | Yes | 1965-02-01 | 142 | 15 | 104 |  |  | 103 | 20958 | 186 | Unknown use by municipality. Not listed as a production well. | 15 | 759 |  |  | 612 | 80090 | 186 | Well Survey indicates well not in use - connected to municipal supply
16 | 70 | 1271.5775 | 16 | 81 |  |  | 81 | 19271 | 186 | 140.6473 | Cowichan River | 3 | 2 | 0.31302 | Yes | 1965-06-01 | 141 | 16 | 105 |  |  | 104 | 20959 | 186 | Unknown use by municipality. Not listed as a production well. | 16 | 771 |  |  | 655 | 84608 | 186 | Listed as an obs well. No pumping assumed.
17 | 80 | 1280.6319 | 17 | 85 |  |  | 85 | 19518 | 186 | 30.0566 | Koksilah river | 2180 | 2 | 0.22415 | Yes | 1965-11-01 | 140 | 17 | 141 |  |  | 105 | 21166 | 186 | Unknown use. Appears to be a City of Duncan owned well. | 17 |  |  |  | 671 | 86104 | 186 | Irrigation well, not commercial. Included in well survey - reported as shut down.
18 | 100 | 1293.3079 | 18 | 89 |  |  | 89 | 19834 | 186 | 417.9016 | Koksilah river | 81.75 | 3 | 0.61228 | Yes | 1966-02-01 | 139 | 18 | 154 |  |  | 114 | 21921 | 187 | No estimate, Unknown ownership and use. Incomplete well record | 18 |  |  |  | 674 | 87376 | 186 | Well Survey indicates well not in use, connected to municipal supply
19 | 120 | 1303.9957 | 19 | 90 |  |  | 90 | 19897 | 186 | 959.3379 | Cowichan River | 3 | 7 | 6.1834 | No |  |  | 19 | 654 |  |  | 115 | 22175 | 187 | Unknown use by municipality. Not listed as a production well. | 19 |  |  |  | 758 | 104705 | 186 | Listed as an obs well. 2-inch observation well, no pumping assumed
20 | 140 | 1317.7106 | 20 | 92 |  |  | 92 | 19938 | 186 | 47.2383 | Cowichan River | 136.25 | 2 | 0.23796 | Yes | 1966-05-01 | 138 | 20 | 727 |  |  | 141 | 25010 | 186 | No estimate, Unknown use, incomplete well record | 20 |  |  |  | 759 | 104706 | 186 | Listed as an obs well. 2-inch observation well, no pumping assumed
21 | 170 | 1332.2323 | 21 | 93 |  |  | 93 | 19978 | 186 | 264.757 | Cowichan River | 163.5 | 2 | 0.41275 | Yes | 1966-06-01 | 136 | 21 |  |  |  | 154 | 26587 | 186 | Included in Well Survey but no use data obtained. Also no drillers yield estimate. More info needed. | 21 |  |  |  | 771 | 108237 | 186 | Unknown use. Well record indicated geosource well. Assuming no net pumping.
22 | 200 | 1342.3974 | 22 | 95 |  |  | 95 | 19980 | 186 | 269.7644 | Cowichan River | 81.75 | 2 | 0.41677 | Yes | 1966-06-01 | 136 | 22 |  |  |  | 207 | 32491 | 188 | Unknown use. Appears to be a City of Duncan owned well. 8-inch 80 ft well.
23 | 250 | 1353.9179 | 23 | 106 |  |  | 106 | 21375 | 186 | 187.5657 | Cowichan River | 3 | 2 | 0.35072 | Yes | 1968-04-01 | 135 | 23 |  |  |  | 654 | 84607 | 186 | No estimate, Unknown use and incomplete well record. No pumping data. NOTE: Well records indicates "recharge well with 3 screens"
24 | 300 | 1361.5983 | 24 | 112 |  |  | 112 | 21779 | 186 | 922.3225 | Koksilah river | 109 | 6 | 5.1313 | Yes | 1968-09-01 | 134 | 24 |  |  |  | 727 | 96601 | 186 | No estimate. Unknown use. 6-inch, 50 ft well.
25 | 400 | 1371.1987 | 25 | 117 |  |  | 117 | 22217 | 186 | 764.4173 | Cowichan River | 81.75 | 5 | 2.3767 | Yes | 1969-03-01 | 133
26 | 500 | 1376.959 | 26 | 121 |  |  | 121 | 22854 | 186 | 184.4647 | Cowichan River | 9900 | 2 | 0.34823 | Yes | 1969-10-01 | 132
27 | 600 | 1380.7991 | 27 | 131 |  |  | 124 | 23294 | 187 | 451.312 | Cowichan River | 250 | 3 | 0.69645 | Yes | 1970-02-14 | 131
28 | 700 | 1383.5421 | 28 | 132 |  |  | 131 | 24393 | 186 | 106.3559 | Cowichan River | 3 | 2 | 0.28546 | Yes | 1971-01-01 | 128
29 | 800 | 1385.5994 | 29 | 133 |  |  | 132 | 24394 | 186 | 191.0871 | Cowichan River | 109 | 2 | 0.35355 | Yes | 1971-01-01 | 128
30 | 900 | 1387.1994 | 30 | 136 |  |  | 133 | 24397 | 186 | 321.279 | Cowichan River | 3 | 2 | 0.45817 | Yes | 1971-01-01 | 128
31 | 1000 | 1388.4795 | 31 | 140 |  |  | 136 | 24647 | 186 | 188.6631 | Cowichan River | 3 | 2 | 0.3516 | Yes | 1971-04-01 | 127
32 | 1100 | 1389.5268 | 32 | 158 |  |  | 140 | 24761 | 186 | 928.8505 | Koksilah river | 109 | 6 | 5.303 | Yes | 1971-05-01 | 126
33 | 1200 | 1390.3996 | 33 | 161 |  |  | 158 | 27151 | 186 | 870.5204 | Koksilah river | 3 | 5 | 3.8758 | No
34 | 1300 | 1391.1381 | 34 | 166 |  |  | 161 | 27262 | 186 | 54.942 | Koksilah river | 3 | 2 | 0.24415 | Yes | 1972-11-09 | 125
35 | 1400 | 1391.7711 | 35 | 171 |  |  | 166 | 27697 | 186 | 697.2303 | Koksilah river | 3 | 4 | 1.7558 | Yes | 1973-03-01 | 124
36 | 1500 | 1392.3197 | 36 | 172 |  |  | 171 | 29036 | 186 | 268.5949 | Cowichan River | 3 | 2 | 0.41583 | Yes | 1973-10-11 | 123
37 | 1600 | 1392.7997 | 37 | 173 |  |  | 172 | 29040 | 186 | 594.7609 | Koksilah river | 3 | 4 | 1.1383 | Yes | 1973-10-12 | 122
38 | 1700 | 1393.2232 | 38 | 174 |  |  | 173 | 29051 | 186 | 624.4265 | Koksilah river | 3 | 4 | 1.3171 | Yes | 1973-10-13 | 121
39 | 1800 | 1393.5997 | 39 | 177 |  |  | 174 | 29387 | 186 | 186.6782 | Cowichan River | 3 | 2 | 0.35001 | Yes | 1974-01-01 | 117
40 | 1900 | 1393.9366 | 40 | 179 |  |  | 176 | 29396 | 187 | 522.3992 | Cowichan River | 3 | 3 | 0.87554 | Yes | 1974-01-01 | 117
41 | 2000 | 1394.2397 | 41 | 180 |  |  | 177 | 29401 | 186 | 243.7347 | Koksilah river | 3 | 2 | 0.39586 | Yes | 1974-01-01 | 117
42 | 2100 | 1394.514 | 42 | 181 |  |  | 179 | 29631 | 186 | 810.3246 | Somenos Creek | 3 | 5 | 3.0253 | No
43 | 2200 | 1394.7634 | 43 | 182 |  |  | 180 | 29633 | 186 | 806.188 | Somenos Creek | 3 | 5 | 2.9669 | Yes | 1974-01-01 | 117
44 | 2300 | 1394.9911 | 44 | 223 |  |  | 181 | 29787 | 186 | 764.737 | Koksilah river | 109 | 5 | 2.3812 | Yes | 1974-02-06 | 116
45 | 2400 | 1395.1998 | 45 | 225 |  |  | 182 | 29839 | 186 | 499.8716 | Cowichan River | 3 | 3 | 0.81878 | Yes | 1974-02-21 | 115
46 | 2500 | 1395.3918 | 46 | 229 |  |  | 223 | 33947 | 186 | 707.6386 | Koksilah river | 3 | 4 | 1.8185 | Yes | 1975-12-11 | 114
47 | 2600 | 1395.569 | 47 | 244 |  |  | 225 | 34325 | 186 | 258.9067 | Cowichan River | 2158.2 | 2 | 0.40805 | Yes | 1976-02-12 | 113
48 | 2700 | 1395.7331 | 48 | 245 |  |  | 226 | 34362 | 188 | 223.5513 | Cowichan River | 9900 | 2 | 0.37964 | Yes | 1976-02-27 | 112
49 | 2800 | 1395.8855 | 49 | 246 |  |  | 229 | 34629 | 186 | 203.3063 | Cowichan River | 3 | 2 | 0.36337 | Yes | 1976-04-22 | 111
50 | 2900 | 1396.0274 | 50 | 250 |  |  | 244 | 35935 | 186 | 411.2885 | Cowichan River | 250 | 3 | 0.59561 | Yes | 1976-10-25 | 110
51 | 3000 | 1396.1598 | 51 | 251 |  |  | 245 | 35936 | 186 | 418.2347 | Cowichan River | 10 | 3 | 0.61311 | Yes | 1976-10-26 | 109
52 | 3100 | 1396.2837 | 52 | 254 |  |  | 246 | 36264 | 186 | 340.456 | Cowichan River | 10 | 2 | 0.47358 | Yes | 1977-01-01 | 108
53 | 3200 | 1396.3998 | 53 | 256 |  |  | 250 | 36599 | 186 | 46.6021 | Cowichan River | 6700 | 2 | 0.23745 | Yes | 1977-01-23 | 107
54 | 3300 | 1396.5089 | 54 | 257 |  |  | 251 | 36727 | 186 | 41.8023 | Cowichan River | 6700 | 2 | 0.23359 | Yes | 1977-02-23 | 106
55 | 3400 | 1396.6116 | 55 | 282 |  |  | 254 | 36870 | 186 | 169.5593 | Cowichan River | 6700 | 2 | 0.33625 | Yes | 1977-03-24 | 105
56 | 3500 | 1396.7084 | 56 | 283 |  |  | 256 | 37073 | 186 | 737.2309 | Koksilah river | 3 | 4 | 1.9968 | Yes | 1977-04-28 | 104
57 | 3600 | 1396.7999 | 57 | 284 |  |  | 257 | 37079 | 186 | 638.6752 | Koksilah river | 3 | 4 | 1.4029 | Yes | 1977-04-29 | 103
58 | 3700 | 1396.8863 | 58 | 291 |  |  | 271 | 39695 | 187 | 77.4724 | Cowichan River | 437 | 2 | 0.26225 | Yes | 1978-05-12 | 102
59 | 3800 | 1396.9683 | 59 | 314 |  |  | 274 | 39849 | 187 | 70.0026 | Cowichan River | 9900 | 2 | 0.25625 | Yes | 1978-06-09 | 101
60 | 3900 | 1397.046 | 60 | 315 |  |  | 282 | 40191 | 186 | 785.8442 | Koksilah river | 3 | 5 | 2.6794 | Yes | 1978-07-25 | 99
61 | 4000 | 1397.1199 | 61 | 316 |  |  | 283 | 40192 | 186 | 761.9216 | Koksilah river | 3 | 5 | 2.3414 | Yes | 1978-07-25 | 99
62 | 4200 | 1397.257 | 62 | 318 |  |  | 284 | 40194 | 186 | 734.1181 | Cowichan River | 250 | 4 | 1.9781 | Yes | 1978-07-26 | 98
63 | 4200 | 1397.257 | 63 | 323 |  |  | 291 | 41891 | 186 | 784.0279 | Cowichan River | 109 | 5 | 2.6537 | Yes | 1979-03-14 | 97
64 | 4300 | 1397.3208 | 64 | 329 |  |  | 314 | 44174 | 186 | 261.2675 | Koksilah river | 3 | 2 | 0.40995 | Yes | 1980-01-01 | 93
65 | 4400 | 1397.3817 | 65 | 333 |  |  | 315 | 44176 | 186 | 309.2857 | Koksilah river | 3 | 2 | 0.44853 | Yes | 1980-01-01 | 93
66 | 4500 | 1397.4399 | 66 | 358 |  |  | 316 | 44178 | 186 | 372.8211 | Koksilah river | 3 | 2 | 0.49959 | Yes | 1980-01-01 | 93
67 | 4600 | 1397.4955 | 67 | 361 |  |  | 318 | 44353 | 186 | 515.2591 | Koksilah river | 3 | 3 | 0.85755 | Yes | 1980-01-31 | 91
68 | 4700 | 1397.5488 | 68 | 362 |  |  | 323 | 45114 | 186 | 552.3279 | Koksilah river | 250 | 3 | 0.95094 | Yes | 1980-05-23 | 90
69 | 4800 | 1397.5999 | 69 | 366 |  |  | 329 | 47370 | 186 | 601.0329 | Cowichan River | 3 | 4 | 1.1761 | Yes | 1981-03-10 | 88
70 | 4900 | 1397.6489 | 70 | 369 |  |  | 333 | 48582 | 186 | 402.3264 | Koksilah river | 163.5 | 3 | 0.57304 | Yes | 1981-07-14 | 87
71 | 5000 | 1397.6959 | 71 | 406 |  |  | 354 | 52512 | 188 | 83.453 | Cowichan River | 3 | 2 | 0.26706 | Yes | 1983-07-25 | 85
72 | 5100 | 1397.7411 | 72 | 409 |  |  | 358 | 52876 | 186 | 486.2542 | Koksilah river | 3 | 3 | 0.78448 | Yes | 1983-10-08 | 84
73 | 5200 | 1397.7845 | 73 | 427 |  |  | 359 | 53082 | 187 | 203.7512 | Cowichan River | 6700 | 2 | 0.36373 | Yes | 1983-12-03 | 83
74 | 5300 | 1397.8263 | 74 | 428 |  |  | 361 | 53193 | 186 | 109.1593 | Cowichan River | 3 | 2 | 0.28772 | Yes | 1984-01-01 | 81
75 | 5400 | 1397.8666 | 75 | 429 |  |  | 362 | 53195 | 186 | 596.4833 | Cowichan River | 136.25 | 4 | 1.1487 | Yes | 1984-01-01 | 81
76 | 5500 | 1397.9054 | 76 | 430 |  |  | 366 | 53536 | 186 | 350.5318 | Koksilah river | 3 | 2 | 0.48168 | Yes | 1984-05-04 | 80
77 | 5600 | 1397.9428 | 77 | 433 |  |  | 369 | 53860 | 186 | 789.5726 | Koksilah river | 3 | 5 | 2.7321 | Yes | 1984-08-03 | 78
78 | 5700 | 1397.9789 | 78 | 436 |  |  | 373 | 54536 | 188 | 537.9078 | Koksilah river | 1362.5 | 3 | 0.91461 | Yes | 1985-02-13 | 77
79 | 5800 | 1398.0137 | 79 | 437 |  |  | 390 | 55992 | 187 | 540.0753 | Koksilah river | 2725 | 3 | 0.92007 | Yes | 1986-05-13 | 73
80 | 5900 | 1398.0474 | 80 | 443 |  |  | 396 | 56264 | 188 | 520.0744 | Koksilah river | 1635 | 3 | 0.86968 | Yes | 1986-07-18 | 72
81 | 6000 | 1398.0799 | 81 | 462 |  |  | 406 | 59652 | 186 | 217.6093 | Cowichan River | 2523.35 | 2 | 0.37486 | Yes | 1991-05-01 | 37
82 | 6100 | 1398.1114 | 82 | 486 |  |  | 409 | 62971 | 186 | 372.7002 | Koksilah river | 545 | 2 | 0.49949 | Yes | 1987-04-20 | 69
83 | 6200 | 1398.1419 | 83 | 489 |  |  | 427 | 63466 | 186 | 491.5593 | Koksilah river | 545 | 3 | 0.79784 | Yes | 1987-04-21 | 67
84 | 6300 | 1398.1713 | 84 | 495 |  |  | 428 | 63467 | 186 | 577.2004 | Koksilah river | 2725 | 4 | 1.0325 | Yes | 1987-06-05 | 65
85 | 6400 | 1398.1999 | 85 | 502 |  |  | 429 | 63468 | 186 | 526.5405 | Koksilah river | 2725 | 3 | 0.88597 | Yes | 1987-06-06 | 64
86 | 6500 | 1398.2276 | 86 | 505 |  |  | 430 | 63469 | 186 | 477.5663 | Koksilah river | 5995 | 3 | 0.76259 | Yes | 1987-02-01 | 71
87 | 6600 | 1398.2545 | 87 | 509 |  |  | 433 | 63482 | 186 | 75.6055 | Koksilah river | 3 | 2 | 0.26075 | Yes | 1987-11-10 | 62
88 | 6700 | 1398.2805 | 88 | 512 |  |  | 436 | 63516 | 186 | 186.4534 | Koksilah river | 3 | 2 | 0.34983 | Yes | 1989-12-19 | 41
89 | 6800 | 1398.3058 | 89 | 514 |  |  | 437 | 63523 | 186 | 238.6535 | Koksilah river | 3 | 2 | 0.39177 | Yes | 1986-03-11 | 75
90 | 6900 | 1398.3304 | 90 | 516 |  |  | 443 | 63617 | 186 | 624.3926 | Koksilah river | 2725 | 4 | 1.3169 | Yes | 1991-11-05 | 34
91 | 7000 | 1398.3542 | 91 | 521 |  |  | 462 | 63845 | 186 | 828.0111 | Cowichan River | 2479.75 | 5 | 3.2752 | Yes | 1991-04-26 | 38
92 | 7100 | 1398.3774 | 92 | 524 |  |  | 486 | 63873 | 186 | 526.3075 | Koksilah river | 3 | 3 | 0.88538 | Yes | 1993-06-15 | 31
93 | 7200 | 1398.3999 | 93 | 525 |  |  | 489 | 63966 | 186 | 390.3013 | Koksilah river | 10 | 3 | 0.54274 | Yes | 1987-04-20 | 69
94 | 7300 | 1398.4218 | 94 | 526 |  |  | 495 | 63989 | 186 | 235.2216 | Cowichan River | 11750 | 2 | 0.38902 | Yes | 1989-10-11 | 42
95 | 7400 | 1398.4432 | 95 | 532 |  |  | 502 | 64075 | 186 | 1119.8009 | Cowichan River | 3 | 10 | 17.7751 | No
96 | 7500 | 1398.4639 | 96 | 534 |  |  | 505 | 64096 | 186 | 260.3626 | Koksilah river | 3 | 2 | 0.40922 | Yes | 1988-08-02 | 61
97 | 7600 | 1398.4841 | 97 | 543 |  |  | 509 | 64104 | 186 | 839.9052 | Cowichan River | 3 | 5 | 3.4433 | No
98 | 7700 | 1398.5038 | 98 | 547 |  |  | 512 | 64114 | 186 | 178.0399 | Koksilah river | 3 | 2 | 0.34307 | Yes | 1988-09-23 | 49
99 | 7800 | 1398.523 | 99 | 578 |  |  | 514 | 64121 | 186 | 59.6021 | Koksilah river | 3 | 2 | 0.24789 | Yes | 1988-10-06 | 48
100 | 7900 | 1398.5417 | 100 | 580 |  |  | 516 | 64128 | 186 | 80.0145 | Cowichan River | 11750 | 2 | 0.2643 | Yes | 1988-11-04 | 45
101 | 8000 | 1398.5599 | 101 | 595 |  |  | 521 | 64998 | 186 | 673.6047 | Koksilah river | 3 | 4 | 1.6134 | Yes | 1985-08-22 | 76
102 | 8100 | 1398.5777 | 102 | 599 |  |  | 524 | 65022 | 186 | 211.2656 | Koksilah river | 3 | 2 | 0.36977 | Yes | 1984-07-27 | 79
103 | 8200 | 1398.5951 | 103 | 600 |  |  | 525 | 65039 | 186 | 206.9226 | Cowichan River | 13200 | 2 | 0.36628 | Yes | 1980-09-13 | 89
104 | 8300 | 1398.612 | 104 | 602 |  |  | 526 | 65041 | 186 | 269.1368 | Cowichan River | 10 | 2 | 0.41627 | Yes | 1979-06-19 | 96
105 | 8400 | 1398.6285 | 105 | 608 |  |  | 532 | 68776 | 186 | 554.3172 | Koksilah river | 163.5 | 3 | 0.95595 | Yes | 1994-09-12 | 30
106 | 8500 | 1398.6446 | 106 | 610 |  |  | 534 | 68782 | 186 | 251.0358 | Koksilah river | 3 | 2 | 0.40172 | Yes | 1995-09-15 | 27
107 | 8600 | 1398.6604 | 107 | 611 |  |  | 543 | 68824 | 186 | 812.0203 | Koksilah river | 3 | 5 | 3.0493 | No
108 | 8700 | 1398.6758 | 108 | 617 |  |  | 547 | 68982 | 186 | 163.4439 | Koksilah river | 3 | 2 | 0.33134 | Yes | 1991-12-12 | 33
109 | 8800 | 1398.6909 | 109 | 618 |  |  | 578 | 74586 | 186 | 534.1289 | Koksilah river | 3 | 3 | 0.90509 | Yes | 1994-09-16 | 29
110 | 8900 | 1398.7056 | 110 | 619 |  |  | 580 | 74933 | 186 | 24.7707 | Koksilah river | 3 | 2 | 0.2199 | Yes | 1998-05-06 | 24
111 | 9000 | 1398.7199 | 111 | 622 |  |  | 595 | 75099 | 186 | 737.0812 | Koksilah river | 3 | 4 | 1.9959 | Yes | 1996-07-30 | 26
112 | 9100 | 1398.734 | 112 | 636 |  |  | 599 | 77079 | 186 | 508.8575 | Koksilah river | 3 | 3 | 0.84142 | Yes | 1980-01-31 | 91
113 | 9200 | 1398.7478 | 113 | 648 |  |  | 600 | 77083 | 186 | 340.2129 | Koksilah river | 3 | 2 | 0.47338 | Yes | 1986-05-11 | 74
114 | 9300 | 1398.7612 | 114 | 656 |  |  | 602 | 77086 | 186 | 1339.406 | Cowichan River | 3 | 21 | 191.1715 | No
115 | 9400 | 1398.7744 | 115 | 658 |  |  | 608 | 77161 | 186 | 567.8028 | Koksilah river | 10 | 3 | 0.98992 | Yes | 1999-07-19 | 23
116 | 9500 | 1398.7873 | 116 | 659 |  |  | 610 | 77195 | 186 | 683.0075 | Cowichan River | 3 | 4 | 1.6701 | Yes | 1999-09-14 | 22
117 | 9600 | 1398.7999 | 117 | 660 |  |  | 611 | 80089 | 186 | 473.4922 | Koksilah river | 3 | 3 | 0.75232 | Yes | 1997-01-20 | 25
118 | 9700 | 1398.8123 | 118 | 667 |  |  | 617 | 81884 | 186 | 655.7699 | Koksilah river | 10 | 4 | 1.506 | Yes | 2002-08-28 | 15
119 | 9800 | 1398.8244 | 119 | 668 |  |  | 618 | 81885 | 186 | 776.0476 | Koksilah river | 10 | 5 | 2.541 | Yes | 2002-08-30 | 13
120 | 9900 | 1398.8363 | 120 | 690 |  |  | 619 | 81887 | 186 | 646.1286 | Koksilah river | 10 | 4 | 1.4479 | Yes | 2002-08-29 | 14
121 | 10000 | 1398.8479 | 121 | 691 |  |  | 622 | 83546 | 186 | 225.3811 | Koksilah river | 240.904 | 2 | 0.38111 | Yes | 2004-01-14 | 12
122 | 10100 | 1398.8594 | 122 | 692 |  |  | 636 | 84142 | 186 | 845.2497 | Cowichan River | 218 | 5 | 3.5188 | Yes | 2004-07-21 | 11
123 | 10200 | 1398.8705 | 123 | 707 |  |  | 648 | 84586 | 186 | 98.669 | Koksilah river | 3 | 2 | 0.27929 | Yes | 2000-05-26 | 21
124 | 10300 | 1398.8815 | 124 | 711 |  |  | 656 | 84609 | 186 | 126.6449 | Cowichan River | 6700 | 2 | 0.30177 | Yes | 1994-12-16 | 28
125 | 10400 | 1398.8923 | 125 | 712 |  |  | 658 | 84637 | 186 | 517.2062 | Koksilah river | 1090 | 3 | 0.86245 | Yes | 2000-06-14 | 19
126 | 10500 | 1398.9028 | 126 | 713 |  |  | 659 | 84639 | 186 | 494.4834 | Koksilah river | 1090 | 3 | 0.80521 | Yes | 2000-06-12 | 20
127 | 10600 | 1398.9132 | 127 | 716 |  |  | 660 | 84796 | 186 | 738.5898 | Koksilah river | 3 | 5 | 2.0117 | Yes | 1992-08-17 | 32
128 | 10700 | 1398.9233 | 128 | 717 |  |  | 667 | 85197 | 186 | 510.6102 | Koksilah river | 5450 | 3 | 0.84584 | Yes | 2002-01-25 | 17
129 | 10800 | 1398.9333 | 129 | 718 |  |  | 668 | 85198 | 186 | 340.4003 | Cowichan River | 19600 | 2 | 0.47353 | Yes | Unk | Unk
130 | 10900 | 1398.9431 | 130 | 719 |  |  | 690 | 91106 | 186 | 207.3168 | Cowichan River | 10 | 2 | 0.36659 | Yes | 2007-09-06 | 8
131 | 11000 | 1398.9527 | 131 | 726 |  |  | 691 | 91200 | 186 | 318.0662 | Cowichan River | 54.5 | 2 | 0.45559 | Yes | 2007-07-23 | 10
132 | 11100 | 1398.9621 | 132 | 735 |  |  | 692 | 91217 | 186 | 352.2883 | Koksilah river | 3 | 2 | 0.48309 | Yes | 2007-07-26 | 9
133 | 11200 | 1398.9714 | 133 | 738 |  |  | 707 | 96108 | 186 | 29.8119 | Koksilah river | 3 | 2 | 0.22396 | Yes | 2008-05-26 | 7
134 | 11300 | 1398.9805 | 134 | 743 |  |  | 711 | 96303 | 186 | 556.2836 | Koksilah river | 10200 | 3 | 0.9609 | Yes | 1989-06-10 | 43
135 | 12000 | 1399.04 | 135 | 746 |  |  | 712 | 96304 | 186 | 556.2836 | Koksilah river | 10200 | 3 | 0.9609 | Yes | 1987-06-10 | 63
136 | 13000 | 1399.1138 | 136 | 756 |  |  | 713 | 96307 | 186 | 557.4865 | Koksilah river | 10200 | 3 | 0.96393 | Yes | 1987-06-01 | 66
137 | 14000 | 1399.1771 | 137 | 757 |  |  | 716 | 96473 | 186 | 61.9763 | Cowichan River | 3 | 2 | 0.2498 | Yes | 2002-02-26 | 16
|  |  | 138 | 767 |  |  | 717 | 96482 | 186 | 192.3027 | Somenos Creek | 3 | 2 | 0.35453 | Yes | 1983-02-02 | 86
|  |  | 139 | 770 |  |  | 718 | 96522 | 186 | 1219.6998 | Cowichan River | 3 | 13 | 40.9657 | No
|  |  | 140 | 773 |  |  | 719 | 96528 | 186 | 1218.2961 | Cowichan River | 3 | 13 | 40.4119 | No
|  |  | 141 | 775 |  |  | 726 | 96594 | 186 | 529.6298 | Koksilah river | 5450 | 3 | 0.89375 | Yes | 2002-01-25 | 17
|  |  | 142 | 777 |  |  | 735 | 97020 | 186 | 738.3149 | Koksilah river | 3 | 5 | 2.0078 | Yes | 2009-08-19 | 6
|  |  | 143 | 778 |  |  | 738 | 100355 | 186 | 528.7759 | Koksilah river | 545 | 3 | 0.8916 | Yes | 1987-04-21 | 67
|  |  | 144 | 785 |  |  | 743 | 100635 | 186 | 1452.4766 | Cowichan River | 3 | 137 | 14533.3082 | No
|  |  | 145 | 787 |  |  | 746 | 102117 | 186 | 807.3801 | Cowichan River | 1500 | 5 | 2.9837 | Yes | 1950-01-01 | 151
|  |  | 146 | 788 |  |  | 756 | 104689 | 186 | 337.3679 | Cowichan River | 19600 | 2 | 0.4711 | Yes | 1991-05-31 | 35
|  |  | 147 | 789 |  |  | 757 | 104690 | 186 | 218.1576 | Cowichan River | 19600 | 2 | 0.3753 | Yes | 1991-05-31 | 35
|  |  | 148 | 790 |  |  | 767 | 107815 | 186 | 411.1426 | Koksilah river | 545 | 3 | 0.59525 | Yes | 2013-03-27 | 5
|  |  | 149 | 791 |  |  | 770 | 108139 | 186 | 663.6092 | Cowichan River | 109 | 4 | 1.5532 | Yes | Unk | Unk
|  |  | 150 | 792 |  |  | 773 | 108437 | 186 | 826.2539 | Cowichan River | 1635 | 5 | 3.2504 | Yes | 2013-05-02 | 4
|  |  | 151 | 793 |  |  | 775 | 108550 | 186 | 504.5802 | Koksilah river | 327 | 3 | 0.83064 | Yes | 2013-07-07 | 3
|  |  | 152 | 794 |  |  | 777 | 108963 | 186 | 199.0232 | Koksilah river | 3 | 2 | 0.35993 | Yes | Unk | Unk
|  |  | 153 | 795 |  |  | 778 | 109019 | 186 | 612.3589 | Koksilah river | 545 | 4 | 1.2444 | Yes | 2014-05-14 | 2
|  |  | 154 | 796 |  |  | 785 | 110174 | 186 | 27.6508 | Koksilah river | 82 | 2 | 0.22222 | Yes | 2015-05-05 | 1
|  |  | 155 | 797 |  |  | 787 | 110237 | 186 | 228.0076 | Cowichan River | 250 | 2 | 0.38322 | Yes | 1991-01-01 | 39
|  |  | 156 | 798 |  |  | 788 | 110238 | 186 | 317.2454 | Cowichan River | 250 | 2 | 0.45493 | Yes | 1990-01-01 | 40
|  |  | 157 | 799 |  |  | 789 | 110239 | 186 | 71.1327 | Cowichan River | 11750 | 2 | 0.25716 | Yes | 1988-09-12 | 50
|  |  | 158 | 800 |  |  | 790 | 110240 | 186 | 117.6944 | Cowichan River | 11750 | 2 | 0.29458 | Yes | 1989-03-16 | 44
|  |  | 159 | 801 |  |  | 791 | 110241 | 186 | 177.2251 | Cowichan River | 11750 | 2 | 0.34241 | Yes | 1988-09-01 | 53
|  |  | 160 | 802 |  |  | 792 | 110242 | 186 | 175.1068 | Cowichan River | 11750 | 2 | 0.34071 | Yes | 1988-09-01 | 53
|  |  | 161 |  |  |  | 793 | 110243 | 186 | 178.001 | Cowichan River | 11750 | 2 | 0.34304 | Yes | 1988-09-01 | 53
|  |  | 162 |  |  |  | 794 | 110244 | 186 | 133.5446 | Cowichan River | 11750 | 2 | 0.30731 | Yes | 1988-09-05 | 51
|  |  | 163 |  |  |  | 795 | 110245 | 186 | 89.8063 | Cowichan River | 11750 | 2 | 0.27217 | Yes | 1988-11-01 | 46
|  |  | 164 |  |  |  | 796 | 110246 | 186 | 98.2126 | Cowichan River | 11750 | 2 | 0.27892 | Yes | 1988-11-01 | 46
|  |  | 165 |  |  |  | 797 | 110247 | 186 | 167.3448 | Cowichan River | 11750 | 2 | 0.33447 | Yes | 1988-08-23 | 60
|  |  | 166 |  |  |  | 798 | 110248 | 186 | 169.8419 | Cowichan River | 11750 | 2 | 0.33648 | Yes | 1988-08-26 | 59
|  |  | 167 |  |  |  | 799 | 110249 | 186 | 171.1849 | Cowichan River | 11750 | 2 | 0.33756 | Yes | 1988-08-29 | 58
|  |  | 168 |  |  |  | 800 | 110250 | 186 | 116.0058 | Cowichan River | 11750 | 2 | 0.29322 | Yes | 1988-08-31 | 57
|  |  | 169 |  |  |  | 801 | 110251 | 186 | 103.9096 | Cowichan River | 11750 | 2 | 0.2835 | Yes | 1988-09-01 | 53
|  |  | 170 |  |  |  | 802 | 110252 | 186 | 97.862 | Cowichan River | 11750 | 2 | 0.27864 | Yes | 1988-09-02 | 52
Formulas:
Constr Date = IF([No.]<>"",IF([Curtail Pumping?]="YES",IF(INDEX('Cowichan water wells'!$B1:OFFSET('Cowichan water wells'!$B1,K6,0),[row index all])<>"",INDEX('Cowichan water wells'!$B1:OFFSET('Cowichan water wells'!$B1,K6,0),[row index all]),"Unk"),""),"")

## T and S data
Well Tag Number (WTN) | Aquifer number, class(rank) | Aquifer type | Transmissivity - Theis (m2/d) | Well Tag Number (WTN) | Aquifer number, class(rank) | Aquifer type | Storativity | Well Tag Number (WTN) | Aquifer number, class(rank) | Aquifer type | Conductivity (m/d)
84609 | 186 IA (14) | 1b | 12359.5687 | 35731 | 186 IA (14) | 1b | 0.055848 | 34362 | 186 IA (14) | 1b | 1144.9855
34362 | 186 IA (14) | 1b | 17428.5106 | 36599 | 186 IA (14) | 1b | 0.0018176 | 32491 | 186 IA (14) | 1b | 2248.8577 |  |  | Aquifer | type | n | min | max | mean | median | geomean
32491 | 186 IA (14) | 1b | 33655.0549 | 33623 | 188 IIIC (10) | 4b | 6.4944e-05 | 39695 | 186 IA (14) | 1b | 318.3654 | Study area | T | 186, 187 | 1b | 15 | 4898.4978 | 47368.3679 | 16345.5386 | 12359.5687 | 12474.6368
39695 | 186 IA (14) | 1b | 5772.7296 | 33623 | 188 IIIC (10) | 4b | 0.0001818 | 39695 | 186 IA (14) | 1b | 1085.1957 |  | T | 188 | 4b | 9 | 146.3995 | 28362.2941 | 7925.3602 | 1046.196 | 1746.0197
39849 | 186 IA (14) | 1b | 5747.5355 | 33651 | 188 IIIC (10) | 4b | 0.00053712 | 59652 | 186 IA (14) | 1b | 892.8437 |  | T | 186, 187, 188 | 1b & 4b | 24 | 146.3995 | 47368.3679 | 13187.9717 | 10130.1109 | 5967.4099
39695 | 186 IA (14) | 1b | 19566.0782 | 95194 | 172 IA (14) | 1b | 0.0055266 | 36727 | 186 IA (14) | 1b | 5375.2344 |  | S | 186 | 1b | 2 | 0.0018176 | 0.055848 | 0.028833 | 0.028833 | 0.010075
59652 | 186 IA (14) | 1b | 4898.4978 | 83513 | 172 IA (14) | 1b | 0.0067813 | 36599 | 186 IA (14) | 1b | 2312.2763 |  | S | 188 | 4b | 3 | 6.4944e-05 | 0.00053712 | 0.00026129 | 0.0001818 | 0.0001851
35731 | 186 IA (14) | 1b | 11847.233 | 40439 | 197 IIC (11) | 4b | 1.4102e-05 | 35731 | 186 IA (14) | 1b | 4835.7604 |  | S | 186, 188 | 1b & 4b | 5 | 6.4944e-05 | 0.055848 | 0.01169 | 0.00053712 | 0.00091567
36599 | 186 IA (14) | 1b | 12393.6075 | 75647 | 197 IIC (11) | 4b | 0.00038222 | 36599 | 186 IA (14) | 1b | 608.2573 |  | K | 186, 187 | 1b | 13 | 318.3654 | 5375.2344 | 1867.4053 | 1085.1957 | 1327.0499
36727 | 186 IA (14) | 1b | 5375.2344 | 75646 | 197 IIC (11) | 4b | 0.00017534 | 53082 | 187 IIB (12) | 1b | 944.8389 |  | K | 188 | 4b | 9 | 32.0209 | 4271.3049 | 1232.1858 | 132.0155 | 311.1271
36599 | 186 IA (14) | 1b | 47368.3679 | 59220 | 197 IIC (11) | 4b | 0.00030446 | 32491 | 187 IIB (12) | 1b | 711.1913 |  | K | 186, 187, 188 | 1b & 4b | 22 | 32.0209 | 5375.2344 | 1607.5428 | 918.8413 | 733.1295
53082 | 187 IIB (12) | 1b | 6047.7247 | 75654 | 197 IIC (11) | 4b | 5.2024e-05 | 517 | 187 IIB (12) | 1b | 3155.5443 | CVRD | T | 161, 172, 186, 187 | 1b | 26 | 241.7901 | 120596.7043 | 17766.3644 | 12103.4009 | 9622.5047
517 | 187 IIB (12) | 1b | 39434.2057 | 75647 | 197 IIC (11) | 4b | 7.1179e-05 | 36870 | 187 IIB (12) | 1b | 642.9178 |  | T | 178, 180, 188, 197, 205, unmapped | 4b | 51 | 0.82714 | 28362.2941 | 1664.6038 | 139.5314 | 132.9396
36870 | 187 IIB (12) | 1b | 12855.2694 | 26018 | 197 IIC (11) | 4b | 0.00098352 | 33623 | 188 IIIC (10) | 4b | 4271.3049 |  | T |  | 1b & 4b | 77 | 0.82714 | 120596.7043 | 7101.5619 | 348.6857 | 564.3943
32491 | 187 IIB (12) | 1b | 10433.4606 | 39644 | 197 IIC (11) | 4b | 0.0011576 | 33623 | 188 IIIC (10) | 4b | 2930.9118 |  | S | 172, 186 | 1b | 4 | 0.0018176 | 0.055848 | 0.017493 | 0.006154 | 0.0078536
33623 | 188 IIIC (10) | 4b | 27339.7685 | 53734 | 178 IIIC (8) | 4b | 0.00315 | 33651 | 188 IIIC (10) | 4b | 2736.8278 |  | S | 178, 188, 197 | 4b | 13 | 1.4102e-05 | 0.00315 | 0.0005687 | 0.00030446 | 0.00023768
33623 | 188 IIIC (10) | 4b | 9826.7612 | 22107 | 197 IIC (11) | 4b | 0.00031877 | 33623 | 188 IIIC (10) | 4b | 86.5137 |  | S | 172, 178, 186, 188, 197 | 1b & 4b | 17 | 1.4102e-05 | 0.055848 | 0.004551 | 0.00038222 | 0.00054128
33651 | 188 IIIC (10) | 4b | 28362.2941 |  |  |  |  | 33651 | 188 IIIC (10) | 4b | 70.1059 |  | K | 161, 172, 186, 187 | 1b | 23 | 144.2317 | 8967.1863 | 2367.5355 | 1144.9855 | 1380.262
33623 | 188 IIIC (10) | 4b | 369.1713 |  |  |  |  | 56954 | 188 IIIC (10) | 4b | 39.3327 |  | K | 178, 180, 188, 197, 205, unmapped | 4b | 56 | 0.15507 | 4271.3049 | 216.4652 | 13.2653 | 13.783
33651 | 188 IIIC (10) | 4b | 299.156 |  |  |  |  | 31885 | 188 IIIC (10) | 4b | 790.6391 |  | K |  | 1b & 4b | 79 | 0.15507 | 8967.1863 | 842.7262 | 28.3628 | 52.6989
56954 | 188 IIIC (10) | 4b | 323.6926 |  |  |  |  | 33892 | 188 IIIC (10) | 4b | 132.0155
31885 | 188 IIIC (10) | 4b | 3614.8022 | median T | 348.6857 |  |  | 31887 | 188 IIIC (10) | 4b | 32.0209
33892 | 188 IIIC (10) | 4b | 1046.196 |  |  |  |  | 51099 | 205 IIC (9) | 4b | 16.4285
31887 | 188 IIIC (10) | 4b | 146.3995 |  |  |  |  | 40439 | 197 IIC (11) | 4b | 28.3628
33999 | 172 IA (14) | 1b | 1750.8787 |  |  |  |  | 102116 | 197 IIC (11) | 4b | 26.6944
33999 | 172 IA (14) | 1b | 3614.8022 |  |  |  |  | 40439 | 197 IIC (11) | 4b | 23.5933
34003 | 172 IA (14) | 1b | 4471.2322 |  |  |  |  | 102116 | 197 IIC (11) | 4b | 7.2168
33999 | 172 IA (14) | 1b | 17095.888 |  |  |  |  | 102116 | 197 IIC (11) | 4b | 27.6134
34005 | 172 IA (14) | 1b | 30065.1823 |  |  |  |  | 40439 | 197 IIC (11) | 4b | 39.4477
95195 | 172 IA (14) | 1b | 2143.9414 |  |  |  |  | 84541 | 205 IIC (9) | 4b | 0.39321
102114 | 172 IA (14) | 1b | 120596.7043 |  |  |  |  | 39773 | 197 IIC (11) | 4b | 14.5389
95191 | 172 IA (14) | 1b | 6344.9152 |  |  |  |  | 75647 | 197 IIC (11) | 4b | 8.8035
95194 | 172 IA (14) | 1b | 15564.3054 |  |  |  |  | 75646 | 197 IIC (11) | 4b | 6.047
83513 | 172 IA (14) | 1b | 14852.7563 |  |  |  |  | 59220 | 197 IIC (11) | 4b | 21.7991
96888 | 161 IIA (15) | 1b | 241.7901 |  |  |  |  | 75654 | 197 IIC (11) | 4b | 17.0484
40439 | 197 IIC (11) | 4b | 348.6857 |  |  |  |  | 100212 | 178 IIIC (8) | 4b | 38.6612
84541 | 205 IIC (9) | 4b | 6.1123 |  |  |  |  | 68704 | 180 IIC (9) | 4b | 3.2989
39773 | 197 IIC (11) | 4b | 156.1595 |  |  |  |  | 63055 | 180 IIC (9) | 4b | 0.15507
75647 | 197 IIC (11) | 4b | 104.6485 |  |  |  |  | 41479 | 197 IIC (11) | 4b | 9.7373
75646 | 197 IIC (11) | 4b | 134.5481 |  |  |  |  | 35913 | unmapped | 4b | 98.5258
59220 | 197 IIC (11) | 4b | 139.5314 |  |  |  |  | 35913 | unmapped | 4b | 71.1575
75654 | 197 IIC (11) | 4b | 150.6939 |  |  |  |  | 63128 | 197 IIC (11) | 4b | 6.9908
100212 | 178 IIIC (8) | 4b | 176.759 |  |  |  |  | 75647 | 197 IIC (11) | 4b | 0.94515
68704 | 180 IIC (9) | 4b | 20.3875 |  |  |  |  | 75646 | 197 IIC (11) | 4b | 3.8486
63055 | 180 IIC (9) | 4b | 0.82714 |  |  |  |  | 75647 | 197 IIC (11) | 4b | 12.8066
41479 | 197 IIC (11) | 4b | 106.8459 |  |  |  |  | 60500 | 197 IIC (11) | 4b | 17.5785
35913 | unmapped | 4b | 30.0307 |  |  |  |  | 26018 | 197 IIC (11) | 4b | 12.6816
35913 | unmapped | 4b | 21.6888 |  |  |  |  | 26018 | 197 IIC (11) | 4b | 13.2361
63128 | 197 IIC (11) | 4b | 144.8933 |  |  |  |  | 45359 | 197 IIC (11) | 4b | 7.2936
75647 | 197 IIC (11) | 4b | 13.2215 |  |  |  |  | 35099 | 197 IIC (11) | 4b | 1.5659
75646 | 197 IIC (11) | 4b | 85.6318 |  |  |  |  | 74681 | 197 IIC (11) | 4b | 5.6243
75647 | 197 IIC (11) | 4b | 152.2343 |  |  |  |  | 23207 | 197 IIC (11) | 4b | 0.93773
60500 | 197 IIC (11) | 4b | 122.6966 |  |  |  |  | 54611 | 197 IIC (11) | 4b | 0.43107
26018 | 197 IIC (11) | 4b | 88.5169 |  |  |  |  | 56411 | 197 IIC (11) | 4b | 0.65797
26018 | 197 IIC (11) | 4b | 112.9626 |  |  |  |  | 102199 | 197 IIC (11) | 4b | 8.8877
45359 | 197 IIC (11) | 4b | 55.5776 |  |  |  |  | 39644 | 197 IIC (11) | 4b | 68.1527
35099 | 197 IIC (11) | 4b | 15.2727 |  |  |  |  | 102200 | 197 IIC (11) | 4b | 2.4201
74681 | 197 IIC (11) | 4b | 243.7361 |  |  |  |  | 64013 | 197 IIC (11) | 4b | 36.4417
23207 | 197 IIC (11) | 4b | 12.2903 |  |  |  |  | 67650 | 178 IIIC (8) | 4b | 6.2329
54611 | 197 IIC (11) | 4b | 6.1753 |  |  |  |  | 53734 | 178 IIIC (8) | 4b | 283.6305
56411 | 197 IIC (11) | 4b | 9.4258 |  |  |  |  | 64144 | 178 IIIC (8) | 4b | 13.2945
102199 | 197 IIC (11) | 4b | 279.1256 |  |  |  |  | 85452 | 197 IIC (11) | 4b | 8.0996
39644 | 197 IIC (11) | 4b | 2140.3914 |  |  |  |  | 22107 | 197 IIC (11) | 4b | 6.8862
102200 | 197 IIC (11) | 4b | 90.1348 |  |  |  |  | 108006 | 178 IIIC (8) | 4b | 28.0177
64013 | 197 IIC (11) | 4b | 1357.2291 |  |  |  |  | 48400 | 205 IIC (9) | 4b | 0.2705
67650 | 178 IIIC (8) | 4b | 307.7643 |  |  |  |  | 31711 | unmapped | 4b | 1.1385
53734 | 178 IIIC (8) | 4b | 2939.3197 |  |  |  |  | 47722 | 197 IIC (11) | 4b | 13.354
? | 178 IIIC (8) | 4b | 1875.5659 |  |  |  |  | 83561 | unmapped | 4b | 10.9779
64144 | 178 IIIC (8) | 4b | 656.4481 |  |  |  |  | 99867 | 180 IIC (9) | 4b | 0.4542
85452 | 197 IIC (11) | 4b | 414.3705 |  |  |  |  | 33999 | 172 IA (14) | 1b | 273.5406
22107 | 197 IIC (11) | 4b | 8.3957 |  |  |  |  | 33999 | 172 IA (14) | 1b | 564.7422
108006 | 178 IIIC (8) | 4b | 793.9992 |  |  |  |  | 34003 | 172 IA (14) | 1b | 1333.5816
48400 | 205 IIC (9) | 4b | 1.2367 |  |  |  |  | 33999 | 172 IA (14) | 1b | 5098.9883
31711 | unmapped | 4b | 8.6755 |  |  |  |  | 34005 | 172 IA (14) | 1b | 8967.1863
47722 | 197 IIC (11) | 4b | 122.6967 |  |  |  |  | 95196 | 172 IA (14) | 1b | 2961.4662
83561 | unmapped | 4b | 107.0742 |  |  |  |  | 102114 | 172 IA (14) | 1b | 8634.9963
99867 | 180 IIC (9) | 4b | 4.5701 |  |  |  |  | 95194 | 172 IA (14) | 1b | 1161.5153
[8 empty] | 83513 | 172 IA (14) | 1b | 1036.7982
[8 empty] | 96888 | 161 IIA (15) | 1b | 144.2317